## Model Information
Building Decarbonization Analysis Tool - Version 1.0
The Purpose of the Model
This Excel-based Building Decarbonization Analysis (BDA) tool allows users to evaluate to compare the costs of building decarbonization strategies from the perspective of gas companies in three Southwestern states: Colorado, Nevada, and New Mexico. The three carbon reduction resources analyzed in this model are renewable natural gas (RNG), green hydrogen, and electrification. This model calculates the potential, costs, and emission reduction impacts to decarbonize residential space and water heating for each resource thorugh 2040. The costs included in the BDA tool are teh resource costs analyzed from the perspective of the utility company. This model uses best available data as of the date of publication.
Model Use
To use this model, first go to the Dashboard tab. In Step 1, the user selects the state and gas utility to analyze. In Steps 2-5, the user can specify inputs including resource technical potential, cost assumptions, and emissions. The Inputs tab includes some of the more detailed and less commonly changed inputs. For most inputs, a default option is available to allow for faster modeling when the user has limited data available. Alternatively, the user can specify custom data for each input in the model. After specifying inputs in Steps 1-6, the scenario is complete and the user can view results in the bottom half of the Dashboard tab. See the accompanying report, "Building Decarbonization Strategies in the Southwest," for more detail about how the model works and specific assumptions that the model makes.
Glossary
Acronym | Meaning | Description
COP | Coefficient of performance | COP indicates the energy efficiency of heat pumps
AFUE | Annual fuel utilization efficiency | AFUE indicates the energy efficiency of space heating equipment over the course of a typical year
IRA | Inflation Reduction Act | The 2022 Inflation Reduction Act includes tax credits for clean energy, including green hydrogen.
CO2e | Carbon dioxide equivalent | Used to compare the emissions from various greenhouse gases by converting to the equivalent amount of carbon dioxide with the same global warming potential
EULP | End-use load profile | Load shapes derived from an NREL database of building data
HPWH | Heat pump water heater | Air-source heat pump system used for water heating
EF | Energy factor | EF indicates the energy efficiency of a water heater based on the amount of hot water produced per unit of fuel consumed over a typical day
Developer Information
This model was developed in 2023 by Synapse Energy Economics, Inc.
More information about the developer is available at www.synapse-energy.com.

## Dashboard
User Dashboard - Building Decarbonization Analysis Tool
Legend:
Drop-down menu. Make a selection.
Default or contextual values, do not change. Some of these update automatically based on drop-down selections.
Direct numerical user inputs. If you select not to use a default value via the relevant drop-down, type a number here.
| Data |  | UNITS |  | Value |  | Notes and Sources
1. Basic Information
| State |  |  | Drop down | Colorado |  | Please first select state, then select the gas utility.
| Gas Utility |  |  | Drop down | Xcel Gas |  | Note: The correct state must be chosen from the drop down before that state's utilities will appear in the list
| Electric Utility |  |  | Default | Xcel Electric |  | Electric utility whose service area overlaps the territory of chosen gas utility
| Major County |  |  |  | Denver County |  | County which represents the gas utility service territory
2. Space Heating Demand
Go to "Inputs" tab if you would like to change the model's default assumptions for the following factors
| Average household demand |  |  | MMBtu/year
| Total residential households |  |  | Total number
| Total residential gas demand |  |  | Bbtu/year
3. Technology Potential Inputs
Heat Pump Potential: Equipment type share
| Heat Pump Equipment Type |  |  | Drop down | 100% Whole Home |  | Select either all Whole Home heat pumps, or a mixture of Whole Home and Hybrid heat pumps
Mixed: Heat Pump Equipment Ratio
| Use default equipment type share? |  |  | Drop down | No |  | Relative share of new heat pump deployment between Whole Home and Hybrid systems
Default value
|  |  |  | Hybrid heat pump % share | 50%
|  |  |  | Whole home heat pump % share | 50%
User Input: Custom Heat Pump Type Share
|  |  |  | Hybrid heat pump % share | 100% |  | User Input
|  |  |  | Whole home heat pump % share | 0%
| Mixed: Switchover Temp for Gas Backup |  |  | °F | 10 |  | Default is 10 °F. Users can enter a custom value.
| Mixed: Share of Supplemental/Backup Gas Heating |  |  | % of household heating load | 8.2% |  | Percent of heating load used by hybrid heating customer gas backup systems
Go to "Inputs" tab if you would like to change the model's default assumptions on heat pumps for the following factors
Space heating equipment lifetime, water heating equipment lifetime
Heat pump adoption start year
Het pump sales share
Heat pump COP
RNG Potential
|  |  | Resource scenario | Drop down | Low Potential |  | Based on ICF 2019. Renewable Sources of Natural Gas: Supply and Emissions Reduction Assessment. Available at: https://www.gasfoundation.org/wp-content/uploads/2019/12/AGF-2019-RNG-Study-Full-Report-FINAL-12-18-19.pdf
|  |  | Resource potential | % of load served by RNG in 2040 | 9.376% |  | Percent of load served by RNG in 2040
Hydrogen Potential
|  |  | Maximum blend potential | Drop down | Low Potential |  | Go to "Inputs" tab if you would like to edit the default High or Low maximum blending potential
|  |  |  | % by volume | 5%
|  |  |  | % by energy content | 1.529%
Go to "Inputs" tab if you would like to change the model's default assumptions on hydrogen potential for the following factors
Hydroge blending Limits
Hydrogen availability assumptions
4. Technology Cost Inputs
Fuel cost
| Green Hydrogen Price Trajectory |  |  | Drop down | High
| 2022 Unit Cost |  |  | $/kg in 2022 | 5 |  | Go to "Inputs" tab if you would like to edit the default 2022 Green Hydrogen Price
| 2050 Unit Cost |  |  | $/kg in 2050 | 3.3 |  | Based on IEA. October 2022. "Global average levelised cost of hydrogen production by energy source and technology, 2019 and 2050." Available at: https://www.iea.org/data-and-statistics/charts/global-average-levelised-cost-of-hydrogen-production-by-energy-source-and-technology-2019-and-2050
| Green Hydrogen: Include IRA Production Tax Credit? |  |  | Drop down | Yes
|  |  |  | $/kg | 3 |  | Go to "Inputs" tab if you would like to edit the default IRA PTC
Heat Pump Rebates
| Heat Pump rebate amount |  |  | Drop down | 2200 |  | Error: Blank Value. Please select a dollar amount, or select User Input
| Custom Heat Pump rebate amount |  |  | $/unit | 3000 |  | Custom value
| Heat Pump Water Heater rebate amount |  |  | Drop down | 800 |  | Error: Blank Value. Please select a dollar amount, or select User Input
| Custom Heat Pump Water Heater rebate amount |  |  | $/unit | 600 |  | Custom value
5. Emissions Inputs
Heat Pump Avoided Emissions
| Include avoided methane leaks from gas pipes? |  |  | Drop down | No |  | Go to "Inputs" tab if you would like to edit the default leak rate
| Methane leaks: Default natural gas pipeline loss factor |  |  | % | 0%
Model Results
1. Quantity and Cost of Emissions Reductions
2. Emissions, Costs by End Use and Resource through 2040
| Resource |  | End-Use | Total Emissions Savings Potential | Total Incremental Resource Costs | Cost of Avoided Emissions | Percent Reduction in Natural Gas Emissions
|  |  |  | metric tons CO2e | NPV 2022$ | 2022$/metric ton CO2e | % of total baseline emissions
| Heat Pump |  | Space Heating | 10580508.5437 | 448303247.9112 | 42.3707 | 14.28%
| RNG |  | Space Heating | 3689009.1164 | 900637529.23 | 244.1408 | 4.979%
| Hydrogen |  | Space Heating | 346445.9129 | 90088634.1964 | 260.0366 | 0.4676%
| Heat Pump |  | Water Heating | 2643609.8791 | 257357833.8779 | 97.3509 | 3.568%
| RNG |  | Water Heating | 715391.6901 | 174656278.6599 | 244.1408 | 0.9655%
| Hydrogen |  | Water Heating | 67184.5797 | 17470452.971 | 260.0366 | 0.09067%
3. Results by End Use for Snapshot years
Cumulative Avoided Emissions (metric tons CO2e)
| Resource |  | 2025 | 2030 | 2035 | 2040
| Heat Pump |  | 51139.9421 | 1162748.8758 | 5053842.5885 | 13224118.4229
| RNG |  | 55891.1303 | 763066.5204 | 2369136.8295 | 4404400.8065
| Hydrogen |  | 3041.4007 | 63869.4143 | 200732.4449 | 413630.4926
Incremental Resource Costs (NPV $2022)
| Resource |  | 2025 | 2030 | 2035 | 2040
| Heat Pump |  | 9676834.8846 | 101422302.7717 | 329588243.7376 | 705661081.7891
| RNG |  | 16945986.7057 | 189277601.5559 | 584894994.6513 | 1075293807.8899
| Hydrogen |  | 656089.8319 | 10794764.2786 | 43203625.7901 | 107559087.1673
Cost of Emissions Reduction ($/metric ton CO2e)
| Resource |  | 2025 | 2030 | 2035 | 2040
| Heat Pump |  | 189.2226 | 87.2263 | 65.2154 | 53.3617
| RNG |  | 303.1964 | 248.0486 | 246.8811 | 244.1408
| Hydrogen |  | 215.7196 | 169.013 | 215.2299 | 260.0366

## Inputs
Legend:
Drop-down menu. Make a selection.
Default or calculated values, do not change. These update automatically based on drop-down selections.
Direct numerical user inputs. If you select not to use a default value via the relevant drop-down, type a number here.
Inputs Summary - Building Decarbonization Tool for Existing Buildings
Data |  | UNITS |  | Value |  |  | Notes and Sources
1. Utility Space and Water Heating Household
|  |  |  | Space Heating | Water Heating
State | Utility |  |  | Total # of Households | Total # of Households
Colorado | Xcel Gas |  |  | 1242425.9472 | 1191113.5181
Colorado | Black Hills Gas |  |  | 170067.5992 | 163043.7748 |  | EIA Form 176: Natural Gas Consumers by Company. Released October 2022. Available at: https://www.eia.gov/naturalgas/data.php
Nevada | Southwest Gas |  |  | 621810.3193 | 665317.2658
Nevada | NV Energy Gas |  |  | 133311.0517 | 142638.5855
New Mexico | NM Gas |  |  | 443815.4696 | 438288.5024
2. Average and Total Space and Water Heating Demand
Average Household Annual Gas Demand |  |  |  | Space Heating | Water Heating
State | Utility |  |  | (MMBtu/year) | (MMbtu/year)
Colorado | Xcel Gas |  |  | 52.4343 | 10.6064 |  | NREL. October 2022. End Use Savings Shapes, ResStock database. Available at: https://resstock.nrel.gov/
Colorado | Black Hills Gas |  |  | 52.0787 | 10.1828
Nevada | Southwest Gas |  |  | 17.5705 | 7.9561
Nevada | NV Energy Gas |  |  | 51.7288 | 11.3031
New Mexico | NM Gas |  |  | 39.997 | 10.1754
Total Annual Gas Demand |  |  |  | Space Heating | Water Heating
State | Utility |  |  | (Bbtu/year) | (Bbtu/year)
Colorado | Xcel Gas |  |  | 65145.741 | 12633.3984
Colorado | Black Hills Gas |  |  | 8856.9067 | 1660.2465
Nevada | Southwest Gas |  |  | 10925.4999 | 5293.3485
Nevada | NV Energy Gas |  |  | 6896.0219 | 1612.2531
New Mexico | NM Gas |  |  | 17751.3042 | 4459.7713
3. Technology Potential Inputs
Heat Pump Potential: Equipment Lifetime
Use default? |  |  | Drop down | Yes
Default value |  |  |  | Space Heating | Water Heating
|  | Gas Equipment Lifetime | Lifetime (years) | 18 | 13.7 |  | Space heating - a weighted average life of gas heating systems based on (a) 22-23 years boiler and 17-18 years furnace based on MA eTRM and (b) the share of furnaces and boilers in Colorado we obtained from NREL EULP database; Water heating - a weighted average measure life based on (a) 15 years for condensing unit, 9 regular tank unit, 19 for tankless unit based on MA eTRM and (b) the share of these water heaters we obtained from NREL EULP database
|  | Heat Pump equipment lifetime | Lifetime (years) | 18 | 13 |  | Default values based on: MassSave. Massachusetts Technical Reference Manual. Available at: https://www.masssavedata.com/Public/TechnicalReferenceLibrary
User Input
|  | Gas Equipment Lifetime | Lifetime (years) | 15 | 10 |  | Lifetime of gas furnace before replacement with heat pump
|  | Heat Pump equipment lifetime | Lifetime (years) | 20 | 15
Heat Pump Potential: Deployment start year
First year of heat pump adoption |  |  | Drop down | 2023 |  |  | Start year for heat pump adoption projection
Heat Pump Potential: Sales share
Use default? |  |  | Drop down | Yes |  | Custom User Input
Heat pump equipment sales share, 2023 |  |  | % | 5% |  | 5% | Default value based on EIA Residential Energy Consumption Survey, 2020.
Heat pump equipment sales share, 2040 |  |  | % | 100% |  | 50%
Heat Pump Potential: COP | [6 empty] | See "COP" tab for calculation of Heat Pump COP values
HP Performance Improvement |  |  | Drop down | Moderate |  |  | Based on NREL 2017. Electrification Futures Study: End-Use Electric Technology Cost and Performance Projections through 2050
|  |  | COP in 2020 | 2.8309
|  |  | COP in 2030 | 3.5386
|  |  | COP in 2040 | 4.0199
Hydrogen Potential: Blending Limits
Use default? |  |  | Drop down | Yes |  | Custom User Input
Maximum blending limit |  | High Potential | % | 10% |  | 20% | The body of literature surrounding hydrogen blending impacts on the natural gas system suggests that a realistic upper bound for hydrogen blending in the natural gas system without any major retrofits to the system is about 10 percent hydrogen by volume;
Maximum blending limit |  | Low Potential | % | 5% |  | 4% | University of California, Riverside and Gas Technology Institute for The California Public Utilities Commission (CPUC). 2022. “Hydrogen Blending Impacts Study.” July 18. at p. 107-108.
Hydrogen Potential: Availability Assumptions
Use default? |  |  | Drop down | Yes |  | Custom User Input
First year of Hydrogen use |  |  | First year | 2025 |  | 2030 | Year beginning hydrogen injection
Hydrogen rate of increase |  |  | % growth each year | 5% |  | 10% | Incremental increase in blending as a percent of maximum potential.
4. Technology Cost Inputs
Use default assumptions? |  |  |  | Yes
Fuel Cost | [5 empty] | Custom User Input
Hydrogen |  | 2022 Green Hydrogen Price | $/kg | 5 |  | 3 | $3-8 /kg is reasonable
Hydrogen |  | IRA Production Tax Credit | $/kg | 3 |  | 2
5. Emissions Inputs
Heat Pump Avoided Emissions
Use default assumptions? |  |  |  | Yes |  | Custom User Input
Methane leaks: Default natural gas pipeline loss factor |  |  | % | 2.3% |  | 0% | Default value: Alvarez et. al., 2018, Assessment of methane emissions from the U.S. oil and gas supply chain. https://www.nature.com/articles/d41586-018-05517-y
6. Financial Inputs
Discount Rate
Real Discount Rate |  |  | % | 4.608% |  |  | Real discount rate: User Input
Nominal Discount Rate |  |  | % | 6.7% |  |  | Default value: Xcel Energy Gas Weighted Average Cost of Capital (WACC), Colorado PUC Decision No C22-0642, paragraph 150
Inflation Rate |  |  |  | 2%

## Calculation
Calculation: Cost of Emissions Reductions by Resource
Input Parameters
State | Colorado |  | RNG Potential Scenario | Low |  | Baseline NG 2023 emissions | 4116451.9208
Gas Utility | Xcel Gas |  |  |  |  | Annaul reduction target in 2040 | 2469871.1525
Electric Utility | Xcel Electric |  | Space heating % | 83.76% |  | Annual incremental reduction to reach the 2040 target | 137215.064
Space heating potential | 65145.741 | Bbtu/year | Water heating % | 16.24% |  | GHG savings targets (% of 2023) | 60% | User input. Defines emissions target as a % of baseline natural gas emissions
Water heating potential | 12633.3984 | Bbtu/year
Portfolio Analysis
Portfolio Analysis - Emissions |  | Unit |  | 2022 | 2023 | 2024 | 2025 | 2026 | 2027 | 2028 | 2029 | 2030 | 2031 | 2032 | 2033 | 2034 | 2035 | 2036 | 2037 | 2038 | 2039 | 2040
Space Heating | Heat Pump | metric tons CO2e |  | 0 | 4688.163 | 9863.5711 | 27795.9901 | 68813.0654 | 110349.4018 | 162576.4635 | 236827.6738 | 313723.6983 | 411274.1556 | 505098.9338 | 611494.876 | 727819.4387 | 856728.3487 | 994259.2675 | 1141640.4078 | 1294750.2528 | 1463412.0587 | 1639392.777
Space Heating | RNG | metric tons CO2e |  | 0 | 0 | 0 | 46812.926 | 67504.4561 | 90589.6731 | 116068.5772 | 143941.1683 | 174207.4465 | 210123.3787 | 242810.5915 | 272269.0848 | 298498.8588 | 321499.9132 | 328322.2643 | 334887.0259 | 341194.1979 | 347243.7805 | 353035.7735
Space Heating | Hydrogen | metric tons CO2e |  | 0 | 0 | 0 | 2547.3964 | 5094.7928 | 7642.1893 | 10189.5857 | 12736.9821 | 15284.3785 | 17831.7749 | 20379.1713 | 22926.5678 | 25473.9642 | 28021.3606 | 30568.757 | 33116.1534 | 35663.5499 | 38210.9463 | 40758.3427
Water Heating | Heat Pump | metric tons CO2e |  | 0 | 1020.7867 | 1817.2357 | 5954.1954 | 16407.1029 | 26655.7415 | 39640.1687 | 58612.4908 | 78003.1271 | 102995.1654 | 126317.8607 | 152913.6954 | 182023.825 | 214427.4133 | 248960.7672 | 285981.8552 | 324268.2947 | 366729.3357 | 410880.8179
Water Heating | RNG | metric tons CO2e |  | 0 | 0 | 0 | 9078.2043 | 13090.8126 | 17567.617 | 22508.6176 | 27913.8144 | 33783.2073 | 40748.2102 | 47087.0833 | 52799.8264 | 57886.4395 | 62346.9227 | 63669.9483 | 64943.0207 | 66166.1401 | 67339.3063 | 68462.5195
Water Heating | Hydrogen | metric tons CO2e |  | 0 | 0 | 0 | 494.0043 | 988.0085 | 1482.0128 | 1976.0171 | 2470.0213 | 2964.0256 | 3458.0298 | 3952.0341 | 4446.0384 | 4940.0426 | 5434.0469 | 5928.0512 | 6422.0554 | 6916.0597 | 7410.0639 | 7904.0682 | Cumulative savings
Total |  |  |  | 0 | 5708.9497 | 11680.8068 | 92682.7165 | 171898.2383 | 254286.6355 | 352959.4297 | 482502.1507 | 617965.8832 | 786430.7146 | 945645.6747 | 1116850.0888 | 1296642.5689 | 1488458.0054 | 1671709.0554 | 1866990.5184 | 2068958.495 | 2290345.4914 | 2520434.2988 | 18042149.7219 | Scenario
Targets (60% GHG reduction in 2040) |  |  |  | 0 | 137215.064 | 274430.1281 | 411645.1921 | 548860.2561 | 686075.3201 | 823290.3842 | 960505.4482 | 1097720.5122 | 1234935.5763 | 1372150.6403 | 1509365.7043 | 1646580.7683 | 1783795.8324 | 1921010.8964 | 2058225.9604 | 2195441.0244 | 2332656.0885 | 2469871.1525 | 23463775.9488 | Target
Portfolio Analysis - Emissions |  | Unit |  | 2022 | 2023 | 2024 | 2025 | 2026 | 2027 | 2028 | 2029 | 2030 | 2031 | 2032 | 2033 | 2034 | 2035 | 2036 | 2037 | 2038 | 2039 | 2040
Space/Water Heating | Heat Pump | million metric tons CO2e |  |  | 0.0057089 | 0.011681 | 0.03375 | 0.08522 | 0.13701 | 0.20222 | 0.29544 | 0.39173 | 0.51427 | 0.63142 | 0.76441 | 0.90984 | 1.0712 | 1.2432 | 1.4276 | 1.619 | 1.8301 | 2.0503
Space/Water Heating | RNG | million metric tons CO2e |  |  | 0 | 0 | 0.055891 | 0.080595 | 0.10816 | 0.13858 | 0.17185 | 0.20799 | 0.25087 | 0.2899 | 0.32507 | 0.35639 | 0.38385 | 0.39199 | 0.39983 | 0.40736 | 0.41458 | 0.4215
Space/Water Heating | Hydrogen | million metric tons CO2e |  |  | 0 | 0 | 0.0030414 | 0.0060828 | 0.0091242 | 0.012166 | 0.015207 | 0.018248 | 0.02129 | 0.024331 | 0.027373 | 0.030414 | 0.033455 | 0.036497 | 0.039538 | 0.04258 | 0.045621 | 0.048662
Total |  |  |  |  | 0.0057089 | 0.011681 | 0.092683 | 0.1719 | 0.25429 | 0.35296 | 0.4825 | 0.61797 | 0.78643 | 0.94565 | 1.1169 | 1.2966 | 1.4885 | 1.6717 | 1.867 | 2.069 | 2.2903 | 2.5204
Portfolio Analysis - Costs |  | Unit |  | 2022 | 2023 | 2024 | 2025 | 2026 | 2027 | 2028 | 2029 | 2030 | 2031 | 2032 | 2033 | 2034 | 2035 | 2036 | 2037 | 2038 | 2039 | 2040
Space Heating | Heat Pump | 2022 |  | 0 | 629769.659 | 1959283.3835 | 3988541.1735 | 6717543.029 | 10146288.95 | 14274778.9366 | 19103012.9887 | 24630991.1063 | 30858713.2894 | 37786179.5381 | 45413389.8523 | 53740344.2319 | 62767042.6772 | 72493485.1879 | 82919671.7641 | 94045602.4059 | 105871277.1132 | 118466670.2926
Space Heating | RNG | 2022 |  | 0 | 0 | 0 | 15531673.473 | 22167734.346 | 29177225.967 | 36465087.4265 | 44055752.2605 | 51917925.3148 | 68191631.1619 | 85631853.9329 | 104133346.4848 | 124087613.0326 | 145508196.5816 | 150994527.6112 | 156346391.9878 | 161234140.0735 | 167346669.2804 | 172143051.5963
Space Heating | Hydrogen | 2022 |  | 0 | 0 | 0 | 601332.5288 | 1192095.0098 | 1741747.6429 | 2229779.2812 | 2652694.0759 | 3003836.7738 | 3280391.3946 | 3480227.1694 | 3593515.2901 | 16358019.4939 | 17651686.3549 | 18940941.9848 | 20158157.6134 | 21262174.0592 | 22451656.3336 | 23422372.0057
Water Heating | Heat Pump | 2022 |  | 0 | 361532.4137 | 1124767.5092 | 2289705.2866 | 3856345.7458 | 5824688.8869 | 8194734.7099 | 10966483.2147 | 14139934.4014 | 17715088.2699 | 21691944.8203 | 26070504.0525 | 30850765.9666 | 36032730.5626 | 41616397.8404 | 47601767.8001 | 53988840.4416 | 60777615.765 | 68008264.0384
Water Heating | RNG | 2022 |  | 0 | 0 | 0 | 3011982.2927 | 4298881.4718 | 5658198.2691 | 7071497.9825 | 8543518.8893 | 10068192.0716 | 13224073.1126 | 16606171.1369 | 20194076.0752 | 24063710.4459 | 28217700.5784 | 29281638.2115 | 30319499.3771 | 31267356.7159 | 32452729.9319 | 33382869.149
Water Heating | Hydrogen | 2022 |  | 0 | 0 | 0 | 116613.508 | 231177.2178 | 337768.6936 | 432410.3081 | 514424.1281 | 582519.5326 | 636150.4323 | 674903.6172 | 696873.0344 | 3172231.5786 | 3423106.134 | 3673125.2407 | 3909173.9786 | 4123270.5466 | 4353941.0892 | 4542187.283
Total |  | 2022 |  |  | 991302.0726 | 3084050.8927 | 25539848.2624 | 38463776.8202 | 52885918.4095 | 68668288.6448 | 85835885.5572 | 104343399.2005 | 133906047.6607 | 165871280.2148 | 200101704.7892 | 252272684.7495 | 293600462.8886 | 317000116.0764 | 341254662.5211 | 365921384.2426 | 393253889.5133 | 419965414.365
Average costs |  | $2022/MT CO2e |  |  | 173.64 | 264.0272 | 275.5621 | 223.759 | 207.9776 | 194.5501 | 177.8974 | 168.8498 | 170.2706 | 175.4053 | 179.1661 | 194.5584 | 197.2514 | 189.6264 | 182.7833 | 176.8626 | 171.7007 | 166.6242
Residential Annual Consumption |  | Unit |  | 2022 | 2023 | 2024 | 2025 | 2026 | 2027 | 2028 | 2029 | 2030 | 2031 | 2032 | 2033 | 2034 | 2035 | 2036 | 2037 | 2038 | 2039 | 2040
Space Heating | Heat Pump | BBtu |  | 0 | 180.9604 | 562.9879 | 1146.0825 | 1930.2442 | 2915.473 | 4101.7689 | 5489.1319 | 7077.562 | 8867.0592 | 10857.6235 | 13049.2549 | 15441.9534 | 18035.719 | 20830.5517 | 23826.4516 | 27023.4185 | 30421.4525 | 34040.6603
Space Heating | RNG | BBtu |  | 0 | 0 | 0 | 854.318 | 1146.1472 | 1437.9764 | 1729.8056 | 2021.6348 | 2313.464 | 2896.8765 | 3480.2891 | 4063.7016 | 4647.1142 | 5230.5267 | 5406.0554 | 5581.5842 | 5757.1129 | 5932.6416 | 6108.1704
Space Heating | Hydrogen | BBtu |  | 0 | 0 | 0 | 48.1323 | 96.2646 | 144.3969 | 192.5292 | 240.6615 | 288.7938 | 336.9261 | 385.0584 | 433.1907 | 481.323 | 529.4553 | 577.5876 | 625.7199 | 673.8522 | 721.9845 | 770.1168
Water Heating | Heat Pump | BBtu |  | 0 | 46.1073 | 143.4449 | 292.0129 | 491.8111 | 742.8397 | 1045.0986 | 1398.5879 | 1803.3075 | 2259.2574 | 2766.4376 | 3324.8481 | 3934.489 | 4595.3602 | 5307.4618 | 6070.7936 | 6885.3558 | 7751.1483 | 8673.2942
Water Heating | RNG | BBtu |  | 0 | 0 | 0 | 165.6738 | 222.2668 | 278.8598 | 335.4528 | 392.0459 | 448.6389 | 561.7773 | 674.9156 | 788.054 | 901.1924 | 1014.3307 | 1048.3702 | 1082.4096 | 1116.4491 | 1150.4885 | 1184.5279
Water Heating | Hydrogen | BBtu |  | 0 | 0 | 0 | 9.3341 | 18.6681 | 28.0022 | 37.3363 | 46.6703 | 56.0044 | 65.3384 | 74.6725 | 84.0066 | 93.3406 | 102.6747 | 112.0088 | 121.3428 | 130.6769 | 140.011 | 149.345
Total Incremental Cost |  | Unit |  | 2022 | 2023 | 2024 | 2025 | 2026 | 2027 | 2028 | 2029 | 2030 | 2031 | 2032 | 2033 | 2034 | 2035 | 2036 | 2037 | 2038 | 2039 | 2040
Space Heating | Heat Pump | $2022/year |  |  | 629769.659 | 1959283.3835 | 3988541.1735 | 6717543.029 | 10146288.95 | 14274778.9366 | 19103012.9887 | 24630991.1063 | 30858713.2894 | 37786179.5381 | 45413389.8523 | 53740344.2319 | 62767042.6772 | 72493485.1879 | 82919671.7641 | 94045602.4059 | 105871277.1132 | 118466670.2926 |  | 785812585.5791
Space Heating | RNG | $2022/year |  | 0 | 0 | 0 | 15531673.473 | 22167734.346 | 29177225.967 | 36465087.4265 | 44055752.2605 | 51917925.3148 | 68191631.1619 | 85631853.9329 | 104133346.4848 | 124087613.0326 | 145508196.5816 | 150994527.6112 | 156346391.9878 | 161234140.0735 | 167346669.2804 | 172143051.5963
Space Heating | Hydrogen | $2022/year |  | 0 | 0 | 0 | 601332.5288 | 1192095.0098 | 1741747.6429 | 2229779.2812 | 2652694.0759 | 3003836.7738 | 3280391.3946 | 3480227.1694 | 3593515.2901 | 16358019.4939 | 17651686.3549 | 18940941.9848 | 20158157.6134 | 21262174.0592 | 22451656.3336 | 23422372.0057
Water Heating | Heat Pump | $2022/year |  |  | 361532.4137 | 1124767.5092 | 2289705.2866 | 3856345.7458 | 5824688.8869 | 8194734.7099 | 10966483.2147 | 14139934.4014 | 17715088.2699 | 21691944.8203 | 26070504.0525 | 30850765.9666 | 36032730.5626 | 41616397.8404 | 47601767.8001 | 53988840.4416 | 60777615.765 | 68008264.0384
Water Heating | RNG | $2022/year |  | 0 | 0 | 0 | 3011982.2927 | 4298881.4718 | 5658198.2691 | 7071497.9825 | 8543518.8893 | 10068192.0716 | 13224073.1126 | 16606171.1369 | 20194076.0752 | 24063710.4459 | 28217700.5784 | 29281638.2115 | 30319499.3771 | 31267356.7159 | 32452729.9319 | 33382869.149
Water Heating | Hydrogen | $2022/year |  | 0 | 0 | 0 | 116613.508 | 231177.2178 | 337768.6936 | 432410.3081 | 514424.1281 | 582519.5326 | 636150.4323 | 674903.6172 | 696873.0344 | 3172231.5786 | 3423106.134 | 3673125.2407 | 3909173.9786 | 4123270.5466 | 4353941.0892 | 4542187.283
Annual Avoided GHG Emissions |  | Unit |  | 2022 | 2023 | 2024 | 2025 | 2026 | 2027 | 2028 | 2029 | 2030 | 2031 | 2032 | 2033 | 2034 | 2035 | 2036 | 2037 | 2038 | 2039 | 2040
Space Heating | Heat Pump | metric tons CO2e |  | 0 | 4688.163 | 9863.5711 | 27795.9901 | 68813.0654 | 110349.4018 | 162576.4635 | 236827.6738 | 313723.6983 | 411274.1556 | 505098.9338 | 611494.876 | 727819.4387 | 856728.3487 | 994259.2675 | 1141640.4078 | 1294750.2528 | 1463412.0587 | 1639392.777 |  | 10580508.5437 | 74.2698
Space Heating | RNG | metric tons CO2e |  | 0 | 0 | 0 | 46812.926 | 67504.4561 | 90589.6731 | 116068.5772 | 143941.1683 | 174207.4465 | 210123.3787 | 242810.5915 | 272269.0848 | 298498.8588 | 321499.9132 | 328322.2643 | 334887.0259 | 341194.1979 | 347243.7805 | 353035.7735
Space Heating | Hydrogen | metric tons CO2e |  | 0 | 0 | 0 | 2547.3964 | 5094.7928 | 7642.1893 | 10189.5857 | 12736.9821 | 15284.3785 | 17831.7749 | 20379.1713 | 22926.5678 | 25473.9642 | 28021.3606 | 30568.757 | 33116.1534 | 35663.5499 | 38210.9463 | 40758.3427 | HP | 2050273.5948 | 81.35%
Water Heating | Heat Pump | metric tons CO2e |  | 0 | 1020.7867 | 1817.2357 | 5954.1954 | 16407.1029 | 26655.7415 | 39640.1687 | 58612.4908 | 78003.1271 | 102995.1654 | 126317.8607 | 152913.6954 | 182023.825 | 214427.4133 | 248960.7672 | 285981.8552 | 324268.2947 | 366729.3357 | 410880.8179 | Total | 2520434.2988
Water Heating | RNG | metric tons CO2e |  | 0 | 0 | 0 | 9078.2043 | 13090.8126 | 17567.617 | 22508.6176 | 27913.8144 | 33783.2073 | 40748.2102 | 47087.0833 | 52799.8264 | 57886.4395 | 62346.9227 | 63669.9483 | 64943.0207 | 66166.1401 | 67339.3063 | 68462.5195
Water Heating | Hydrogen | metric tons CO2e |  | 0 | 0 | 0 | 494.0043 | 988.0085 | 1482.0128 | 1976.0171 | 2470.0213 | 2964.0256 | 3458.0298 | 3952.0341 | 4446.0384 | 4940.0426 | 5434.0469 | 5928.0512 | 6422.0554 | 6916.0597 | 7410.0639 | 7904.0682
Cost of Avoided Emissions |  | Unit |  | 2022 | 2023 | 2024 | 2025 | 2026 | 2027 | 2028 | 2029 | 2030 | 2031 | 2032 | 2033 | 2034 | 2035 | 2036 | 2037 | 2038 | 2039 | 2040
Space Heating | Heat Pump | $2022/MT CO2e |  | 0 | 134.3319 | 198.6383 | 143.4934 | 97.6202 | 91.9469 | 87.8035 | 80.6621 | 78.5117 | 75.032 | 74.8095 | 74.2662 | 73.8375 | 73.2636 | 72.9121 | 72.632 | 72.6361 | 72.3455 | 72.2625
Space Heating | RNG | $2022/MT CO2e |  | 0 | 0 | 0 | 331.7817 | 328.3892 | 322.0811 | 314.1685 | 306.0678 | 298.0236 | 324.5314 | 352.6694 | 382.4648 | 415.7055 | 452.5917 | 459.8973 | 466.8631 | 472.5583 | 481.9285 | 487.608
Space Heating | Hydrogen | $2022/MT CO2e |  | 0 | 0 | 0 | 236.0577 | 233.983 | 227.9121 | 218.8292 | 208.2671 | 196.5299 | 183.9633 | 170.7737 | 156.7402 | 642.1466 | 629.9368 | 619.6177 | 608.7107 | 596.1878 | 587.5713 | 574.6645
Water Heating | Heat Pump | $2022/MT CO2e |  | 0 | 354.1704 | 618.9442 | 384.5533 | 235.0412 | 218.5154 | 206.728 | 187.1015 | 181.2739 | 171.9992 | 171.7251 | 170.4916 | 169.4875 | 168.0416 | 167.1605 | 166.4503 | 166.4944 | 165.7288 | 165.5182
Water Heating | RNG | $2022/MT CO2e |  | 0 | 0 | 0 | 331.7817 | 328.3892 | 322.0811 | 314.1685 | 306.0678 | 298.0236 | 324.5314 | 352.6694 | 382.4648 | 415.7055 | 452.5917 | 459.8973 | 466.8631 | 472.5583 | 481.9285 | 487.608
Water Heating | Hydrogen | $2022/MT CO2e |  | 0 | 0 | 0 | 236.0577 | 233.983 | 227.9121 | 218.8292 | 208.2671 | 196.5299 | 183.9633 | 170.7737 | 156.7402 | 642.1466 | 629.9368 | 619.6177 | 608.7107 | 596.1878 | 587.5713 | 574.6645
Total | Heat Pump | $2022/MT CO2e |  | 0 | 173.64 | 264.0272 | 186.0211 | 124.0773 | 116.5721 | 111.1161 | 101.7786 | 98.9744 | 94.4521 | 94.1979 | 93.5153 | 92.9733 | 92.2366 | 91.7857 | 91.4258 | 91.4347 | 91.0579 | 90.9512
Total | RNG | $2022/MT CO2e |  | 0 | 0 | 0 | 331.7817 | 328.3892 | 322.0811 | 314.1685 | 306.0678 | 298.0236 | 324.5314 | 352.6694 | 382.4648 | 415.7055 | 452.5917 | 459.8973 | 466.8631 | 472.5583 | 481.9285 | 487.608
Total | Hydrogen | $2022/MT CO2e |  | 0 | 0 | 0 | 236.0577 | 233.983 | 227.9121 | 218.8292 | 208.2671 | 196.5299 | 183.9633 | 170.7737 | 156.7402 | 642.1466 | 629.9368 | 619.6177 | 608.7107 | 596.1878 | 587.5713 | 574.6645
Heat Pump |  | Unit |  | 2022 | 2023 | 2024 | 2025 | 2026 | 2027 | 2028 | 2029 | 2030 | 2031 | 2032 | 2033 | 2034 | 2035 | 2036 | 2037 | 2038 | 2039 | 2040
Costs |  | $2022/year |  |  | 991302.0726 | 3084050.8927 | 6278246.46 | 10573888.7748 | 15970977.837 | 22469513.6465 | 30069496.2034 | 38770925.5077 | 48573801.5593 | 59478124.3584 | 71483893.9048 | 84591110.1986 | 98799773.2397 | 114109883.0283 | 130521439.5642 | 148034442.8475 | 166648892.8782 | 186474934.3309
Emissions |  | metric tons CO2e |  |  | 5708.9497 | 11680.8068 | 33750.1855 | 85220.1683 | 137005.1433 | 202216.6321 | 295440.1646 | 391726.8254 | 514269.3209 | 631416.7945 | 764408.5714 | 909843.2638 | 1071155.7619 | 1243220.0347 | 1427622.263 | 1619018.5475 | 1830141.3944 | 2050273.5948
Costs of avoided emissions |  | $2022/MT CO2e |  |  | 173.64 | 264.0272 | 186.0211 | 124.0773 | 116.5721 | 111.1161 | 101.7786 | 98.9744 | 94.4521 | 94.1979 | 93.5153 | 92.9733 | 92.2366 | 91.7857 | 91.4258 | 91.4347 | 91.0579 | 90.9512
Results and Summary Calculation
Summary Table: 2040 |  |  |  | 2026: Key Results
End-use | Resource | NPV Total Incremental Cost | Total Savings Potential | 2022: Baseline Cumulative Natural Gas Emissions; 2023: Baseline Natural Gas Emissions + Methane Leaks; 2024: Percent Emissions Reduction; 2027: Values
Space Heating | Heat Pump | 448303247.9112 | 10580508.5437 | 2022: 74096134.575; 2023: 74096134.575; 2024: 14.28%; 2026: NPV Incremental Cost; 2027: 1888513976.8463; 2028: Portfolio-level, all resources
Space Heating | RNG | 900637529.23 | 3689009.1164 | 2022: 74096134.575; 2023: 74096134.575; 2024: 4.979%; 2026: Total emissions saved; 2027: 18042149.7219; 2028: metric tons CO2e
Space Heating | Hydrogen | 90088634.1964 | 346445.9129 | 2022: 74096134.575; 2023: 74096134.575; 2024: 0.4676%; 2026: Levelized costs ($/ton); 2027: 182.0182; 2028: $/metric ton CO2e
Water Heating | Heat Pump | 257357833.8779 | 2643609.8791 | 2022: 74096134.575; 2023: 74096134.575; 2024: 3.568%; 2026: Porfolio average $/ton; 2027: 104.6723; 2028: $/metric ton CO2e
Water Heating | RNG | 174656278.6599 | 715391.6901 | 2022: 74096134.575; 2023: 74096134.575; 2024: 0.9655%
Water Heating | Hydrogen | 17470452.971 | 67184.5797 | 2022: 74096134.575; 2023: 74096134.575; 2024: 0.09067%
Net Present Value of Incremental Costs
End-use | Resource | 2025 | 2030 | 2022: 2035; 2023: 2040
Space Heating | Heat Pump | 6147648.8079 | 64433123.6575 | 2022: 209385899.2001; 2023: 448303247.9112
Space Heating | RNG | 14193508.3091 | 158533891.0659 | 2022: 489892510.2856; 2023: 900637529.23
Space Heating | Hydrogen | 549523.4148 | 9041407.8061 | 2022: 36186209.2945; 2023: 90088634.1964
Water Heating | Heat Pump | 3529186.0767 | 36989179.1142 | 2022: 120202344.5375; 2023: 257357833.8779
Water Heating | RNG | 2752478.3966 | 30743710.49 | 2022: 95002484.3657; 2023: 174656278.6599
Water Heating | Hydrogen | 106566.4172 | 1753356.4725 | 2022: 7017416.4956; 2023: 17470452.971
Scenario Portfolio Summary
Scenario | NPV Incremental Cost | Total emissions saved | Porfolio average cost | 2022: Notes
| (portfolio, all resources) | metric tons CO2e | $/metric ton CO2e | bar: 2022
| 1888513976.8463 | 18042149.7219 | 182.0182
Data and calculations for chart formatting: do not delete
Cost of Avoided Emissions |  | Unit |  | 2022 | 2023 | 2024 | 2025 | 2026 | 2027 | 2028 | 2029 | 2030 | 2031 | 2032 | 2033 | 2034 | 2035 | 2036 | 2037 | 2038 | 2039 | 2040
Total | Heat Pump | $2022/MT CO2 |  | 0 | 173.64 | 264.0272 | 186.0211 | 124.0773 | 116.5721 | 111.1161 | 101.7786 | 98.9744 | 94.4521 | 94.1979 | 93.5153 | 92.9733 | 92.2366 | 91.7857 | 91.4258 | 91.4347 | 91.0579 | 90.9512
Total | RNG | $2022/MT CO2 |  | 0 | 0 | 0 | 331.7817 | 328.3892 | 322.0811 | 314.1685 | 306.0678 | 298.0236 | 324.5314 | 352.6694 | 382.4648 | 415.7055 | 452.5917 | 459.8973 | 466.8631 | 472.5583 | 481.9285 | 487.608
Total | Hydrogen | $2022/MT CO2 |  | 0 | 0 | 0 | 236.0577 | 233.983 | 227.9121 | 218.8292 | 208.2671 | 196.5299 | 183.9633 | 170.7737 | 156.7402 | 642.1466 | 629.9368 | 619.6177 | 608.7107 | 596.1878 | 587.5713 | 574.6645
Annual Avoided GHG Emissions |  | Unit |  | 2022 | 2023 | 2024 | 2025 | 2026 | 2027 | 2028 | 2029 | 2030 | 2031 | 2032 | 2033 | 2034 | 2035 | 2036 | 2037 | 2038 | 2039 | 2040
Total | Heat Pump | metric tons CO2e |  | 0 | 0.0057089 | 0.011681 | 0.03375 | 0.08522 | 0.13701 | 0.20222 | 0.29544 | 0.39173 | 0.51427 | 0.63142 | 0.76441 | 0.90984 | 1.0712 | 1.2432 | 1.4276 | 1.619 | 1.8301 | 2.0503
Total | RNG | metric tons CO2e |  | 0 | 0 | 0 | 0.055891 | 0.080595 | 0.10816 | 0.13858 | 0.17185 | 0.20799 | 0.25087 | 0.2899 | 0.32507 | 0.35639 | 0.38385 | 0.39199 | 0.39983 | 0.40736 | 0.41458 | 0.4215
Total | Hydrogen | metric tons CO2e |  | 0 | 0 | 0 | 0.0030414 | 0.0060828 | 0.0091242 | 0.012166 | 0.015207 | 0.018248 | 0.02129 | 0.024331 | 0.027373 | 0.030414 | 0.033455 | 0.036497 | 0.039538 | 0.04258 | 0.045621 | 0.048662
Percent GHG Emissions Reduction | Resource | Unit | Space Heating | 2022: Water Heating
Total | Heat Pump | % | 14.28% | 2022: 3.568%
Total | RNG | % | 4.979% | 2022: 0.9655%
Total | Hydrogen | % | 0.4676% | 2022: 0.09067%

## Input_HeatPumpPotential
Heat Pump Equipment Deployment
For calculating heat pump adoption and electricity consumption given equipment and resource parameters. |  |  |  |  | sales | stock
|  |  | Year | Residential Gas Use |  | Heat Pump Potential |  |  | Cumulative |  |  | Incremental |  |  | Cumulative | COP | Whole Home | Hybrid | All with HP | Incremental Units |  | Heat Pump Costs | Electricity Emissions |  | NG Emissions | Plus methane leaks | Net Avoided Emissions
Heat Pump Space Heating Potential | [8 empty] | Whole Home | Hybrid | Total | All | All with ER | All with HP | All with HP |  |  |  |  | Whole Home | Hybrid | Rebates
Parameter | Input | Notes |  | Bbtu | % conversion to HP | % | Bbtu | # units | Bbtu | Bbtu | Bbtu | Bbtu | MWh | MWh | MWh |  | # units | # units | # units | # units | # units | $ | tons/MWh | MT CO2 | MT CO2 | MT CO2 | MT CO2
State | Colorado |  | 2022 | 65145.741 |  | 0% | 0 | 0 | 0 | 0 | 0 | 0 | 0 | 0 | 0 | 2.9725 | 0 | 0 | 0 | 0 | 0 | 0 | 0.39809 | 0 | 0 | 0 | 0
Gas Utility | Xcel Gas |  | 2023 | 65145.741 | 5% | 0.2778% | 180.9604 | 3451.1832 | 180.9604 | 0 | 180.9604 | 180.9604 | 53034.2556 | 17426.9986 | 17426.9986 | 3.0432 | 3451.1832 | 0 | 3451.1832 | 3451.1832 | 0 | 629769.659 | 0.30925 | 4889.1447 | 9577.3077 | 9577.3077 | 4688.163
Electric Utility | Xcel Electric |  | 2024 | 65145.741 | 10.56% | 0.8642% | 562.9879 | 10737.0144 | 562.9879 | 0 | 562.9879 | 382.0275 | 111961.2062 | 35954.1864 | 53381.185 | 3.114 | 10737.0144 | 0 | 10737.0144 | 7285.8312 | 0 | 1959283.3835 | 0.4116 | 19932.4973 | 29796.0685 | 29796.0685 | 9863.5711
|  |  | 2025 | 65145.741 | 16.11% | 1.759% | 1146.0825 | 21857.4935 | 1146.0825 | 0 | 1146.0825 | 583.0946 | 170888.1568 | 53657.9437 | 107039.1287 | 3.1848 | 21857.4935 | 0 | 21857.4935 | 11120.4792 | 0 | 3988541.1735 | 0.3384 | 32860.2921 | 60656.2822 | 60656.2822 | 27795.9901
Heat Pump: Space Heating |  |  | 2026 | 65145.741 | 21.67% | 2.963% | 1930.2442 | 36812.6207 | 1930.2442 | 0 | 1930.2442 | 784.1617 | 229815.1075 | 70591.9724 | 177631.1011 | 3.2555 | 36812.6207 | 0 | 36812.6207 | 14955.1271 | 0 | 6717543.029 | 0.20692 | 33344.8836 | 102157.949 | 102157.949 | 68813.0654
Gas equipment lifetime | 18 | years | 2027 | 65145.741 | 27.22% | 4.475% | 2915.473 | 55602.3958 | 2915.473 | 0 | 2915.473 | 985.2288 | 288742.0581 | 86805.4042 | 264436.5053 | 3.3263 | 55602.3958 | 0 | 55602.3958 | 18789.7751 | 0 | 10146288.95 | 0.18321 | 43951.667 | 154301.0688 | 154301.0688 | 110349.4018
Deployment start year | 2023 |  | 2028 | 65145.741 | 32.78% | 6.296% | 4101.7689 | 78226.8189 | 4101.7689 | 0 | 4101.7689 | 1186.2959 | 347669.0088 | 102343.2763 | 366779.7816 | 3.3971 | 78226.8189 | 0 | 78226.8189 | 22624.4231 | 0 | 14274778.9366 | 0.16382 | 54509.1782 | 217085.6416 | 217085.6416 | 162576.4635
Space heating Potential (BBtu) | 65145.741 | Residential space heating demand | 2029 | 65145.741 | 38.33% | 8.426% | 5489.1319 | 104685.89 | 5489.1319 | 0 | 5489.1319 | 1387.363 | 406595.9594 | 117246.9495 | 484026.7311 | 3.4679 | 104685.89 | 0 | 104685.89 | 26459.0711 | 0 | 19103012.9887 | 0.12226 | 53683.9937 | 290511.6675 | 290511.6675 | 236827.6738
Space heating Potential (units) | 1242425.9472 | Space heat customers | 2030 | 65145.741 | 43.89% | 10.86% | 7077.562 | 134979.6091 | 7077.562 | 0 | 7077.562 | 1588.4301 | 465522.91 | 131554.4758 | 615581.2069 | 3.5386 | 134979.6091 | 0 | 134979.6091 | 30293.7191 | 0 | 24630991.1063 | 0.10897 | 60855.448 | 374579.1463 | 374579.1463 | 313723.6983
Heat Pump lifetime | 18 | years | 2031 | 65145.741 | 49.44% | 13.61% | 8867.0592 | 169107.9762 | 8867.0592 | 0 | 8867.0592 | 1789.4972 | 524449.8607 | 146218.3712 | 761799.5781 | 3.5868 | 169107.9762 | 0 | 169107.9762 | 34128.3671 | 0 | 30858713.2894 | 0.083944 | 58013.9227 | 469288.0782 | 469288.0782 | 411274.1556
|  |  | 2032 | 65145.741 | 55% | 16.67% | 10857.6235 | 207070.9912 | 10857.6235 | 0 | 10857.6235 | 1990.5643 | 583376.8113 | 160493.9704 | 922293.5485 | 3.6349 | 207070.9912 | 0 | 207070.9912 | 37963.0151 | 0 | 37786179.5381 | 0.083112 | 69539.5293 | 574638.4631 | 574638.4631 | 505098.9338
Rebate | 2200 | $/unit | 2033 | 65145.741 | 60.56% | 20.03% | 13049.2549 | 248868.6542 | 13049.2549 | 0 | 13049.2549 | 2191.6314 | 642303.7619 | 174396.4947 | 1096690.0432 | 3.683 | 248868.6542 | 0 | 248868.6542 | 41797.663 | 0 | 45413389.8523 | 0.07954 | 79135.4251 | 690630.3011 | 690630.3011 | 611494.876
Annualized rebate | 182.4793 | $/unit-year | 2034 | 65145.741 | 66.11% | 23.7% | 15441.9534 | 294500.9653 | 15441.9534 | 0 | 15441.9534 | 2392.6985 | 701230.7126 | 187940.3803 | 1284630.4234 | 3.7311 | 294500.9653 | 0 | 294500.9653 | 45632.311 | 0 | 53740344.2319 | 0.076749 | 89444.1533 | 817263.592 | 817263.592 | 727819.4387
|  |  | 2035 | 65145.741 | 71.67% | 27.69% | 18035.719 | 343967.9243 | 18035.719 | 0 | 18035.719 | 2593.7656 | 760157.6632 | 201139.328 | 1485769.7514 | 3.7793 | 343967.9243 | 0 | 343967.9243 | 49466.959 | 0 | 62767042.6772 | 0.072566 | 97809.9873 | 954538.336 | 954538.336 | 856728.3487
Whole home heat pump % share | 100% | % share | 2036 | 65145.741 | 77.22% | 31.98% | 20830.5517 | 397269.5313 | 20830.5517 | 0 | 20830.5517 | 2794.8327 | 819084.6138 | 214006.3494 | 1699776.1008 | 3.8274 | 397269.5313 | 0 | 397269.5313 | 53301.607 | 0 | 72493485.1879 | 0.070164 | 108195.2655 | 1102454.533 | 1102454.533 | 994259.2675
Pipeline methane leak rate | 0% |  | 2037 | 65145.741 | 82.78% | 36.57% | 23826.4516 | 454405.7863 | 23826.4516 | 0 | 23826.4516 | 2995.8998 | 878011.5645 | 226553.8101 | 1926329.9109 | 3.8755 | 454405.7863 | 0 | 454405.7863 | 57136.255 | 0 | 82919671.7641 | 0.068308 | 119371.7752 | 1261012.183 | 1261012.183 | 1141640.4078
|  |  | 2038 | 65145.741 | 88.33% | 41.48% | 27023.4185 | 515376.6892 | 27023.4185 | 0 | 27023.4185 | 3196.9669 | 936938.5151 | 238793.4687 | 2165123.3797 | 3.9236 | 515376.6892 | 0 | 515376.6892 | 60970.903 | 0 | 94045602.4059 | 0.068965 | 135461.0333 | 1430211.2861 | 1430211.2861 | 1294750.2528
HP sales share in 2023 | 5% | % share of replaced equipment | 2039 | 65145.741 | 93.89% | 46.7% | 30421.4525 | 580182.2402 | 30421.4525 | 0 | 30421.4525 | 3398.034 | 995865.4658 | 250736.5141 | 2415859.8937 | 3.9718 | 580182.2402 | 0 | 580182.2402 | 64805.551 | 0 | 105871277.1132 | 0.066908 | 146639.7834 | 1610051.8421 | 1610051.8421 | 1463412.0587
HP sales share in 2040 | 100% | % share of replaced equipment | 2040 | 65145.741 | 100% | 52.25% | 34040.6603 | 649205.9039 | 34040.6603 | 0 | 34040.6603 | 3619.2078 | 1060685.1115 | 263859.4852 | 2679719.379 | 4.0199 | 649205.9039 | 0 | 649205.9039 | 69023.6637 | 0 | 118466670.2926 | 0.066723 | 162205.2195 | 1801597.9965 | 1801597.9965 | 1639392.777
Annual sales increase | 5.556%
[5 empty] | sales | stock
Heat Pump Water Heating Potential |  |  | Year | Residential Gas Use |  | Heat Pump Potential |  |  | Incremental |  |  | Cumulative | COP | HPWH Costs |  |  | Electricity Emissions |  | NG Emissions | Avoided methane leaks | Net Avoided Emissions
Parameter | Input | Notes | [6 empty] | All | All with ER | All with HP | All with HP |  | Rebates | Electricity Costs | Total Cost
Heat Pump: Water Heating |  |  |  | Bbtu | % conversion to HP | % | Bbtu | # units | Bbtu | MWh | MWh | MWh |  | $ | $ | $2022/year | tons/MWh | MT CO2 | MT CO2 | MT CO2 | MT CO2
Gas equipment lifetime | 13.7 | years | 2022 | 12633.3984 |  | 0% | 0 | 0 | 0 | 0 | 0 | 0 | 2.6 | 0 | 0 | 0 | 0.39809 | 0 | 0 | 0 | 0
Deployment start year | 2023 |  | 2023 | 12633.3984 | 5% | 0.365% | 46.1073 | 4347.1296 | 46.1073 | 13512.7138 | 5059.4774 | 5059.4774 | 2.6708 | 361532.4137 | 0 | 361532.4137 | 0.30925 | 1419.4364 | 2440.2231 | 2440.2231 | 1020.7867
Water heating Potential (BBtu) | 12633.3984 | Residential water heating demand | 2024 | 12633.3984 | 10.56% | 1.135% | 143.4449 | 13524.4033 | 97.3376 | 28526.8402 | 10405.3872 | 15464.8646 | 2.7415 | 1124767.5092 | 0 | 1124767.5092 | 0.4116 | 5774.5697 | 7591.8053 | 7591.8053 | 1817.2357
Water heating Potential (units) | 1191113.5181 | Water heat customers | 2025 | 12633.3984 | 16.11% | 2.311% | 292.0129 | 27531.821 | 148.5679 | 43540.9666 | 15482.2348 | 30947.0994 | 2.8123 | 2289705.2866 | 0 | 2289705.2866 | 0.3384 | 9500.5512 | 15454.7466 | 15454.7466 | 5954.1954
Heat Pump lifetime | 13 | years | 2026 | 12633.3984 | 21.67% | 3.893% | 491.8111 | 46369.3827 | 199.7983 | 58555.093 | 20309.8347 | 51256.934 | 2.8831 | 3856345.7458 | 0 | 3856345.7458 | 0.20692 | 9621.944 | 26029.0469 | 26029.0469 | 16407.1029
Rebate | 800 | $/unit | 2027 | 12633.3984 | 27.22% | 5.88% | 742.8397 | 70037.0885 | 251.0286 | 73569.2195 | 24906.1022 | 76163.0363 | 2.9539 | 5824688.8869 | 0 | 5824688.8869 | 0.18321 | 12658.9648 | 39314.7062 | 39314.7062 | 26655.7415
Annualized rebate | 83.1658 | $/unit-year | 2028 | 12633.3984 | 32.78% | 8.273% | 1045.0986 | 98534.9382 | 302.2589 | 88583.3459 | 29287.2761 | 105450.3124 | 3.0246 | 8194734.7099 | 0 | 8194734.7099 | 0.16382 | 15671.5559 | 55311.7246 | 55311.7246 | 39640.1687
Pipeline methane leak rate | 0% |  | 2029 | 12633.3984 | 38.33% | 11.07% | 1398.5879 | 131862.932 | 353.4892 | 103597.4723 | 33468.1099 | 138918.4223 | 3.0954 | 10966483.2147 | 0 | 10966483.2147 | 0.12226 | 15407.6112 | 74020.1021 | 74020.1021 | 58612.4908
|  |  | 2030 | 12633.3984 | 43.89% | 14.27% | 1803.3075 | 170021.0699 | 404.7196 | 118611.5987 | 37462.0379 | 176380.4602 | 3.1662 | 14139934.4014 | 0 | 14139934.4014 | 0.10897 | 17436.7115 | 95439.8386 | 95439.8386 | 78003.1271
|  |  | 2031 | 12633.3984 | 49.44% | 17.88% | 2259.2574 | 213009.3518 | 455.9499 | 133625.7251 | 41281.3198 | 217661.78 | 3.237 | 17715088.2699 | 0 | 17715088.2699 | 0.083944 | 16575.7688 | 119570.9341 | 119570.9341 | 102995.1654
|  |  | 2032 | 12633.3984 | 55% | 21.9% | 2766.4376 | 260827.7777 | 507.1802 | 148639.8516 | 48862.5416 | 266524.3216 | 3.042 | 21691944.8203 | 0 | 21691944.8203 | 0.083112 | 20095.5281 | 146413.3888 | 146413.3888 | 126317.8607
|  |  | 2033 | 12633.3984 | 60.56% | 26.32% | 3324.8481 | 313476.3476 | 558.4106 | 163653.978 | 52960.3032 | 319484.6248 | 3.0901 | 26070504.0525 | 0 | 26070504.0525 | 0.07954 | 23053.507 | 175967.2024 | 175967.2024 | 152913.6954
|  |  | 2034 | 12633.3984 | 66.11% | 31.14% | 3934.489 | 370955.0616 | 609.6409 | 178668.1044 | 56932.3856 | 376417.0104 | 3.1383 | 30850765.9666 | 0 | 30850765.9666 | 0.076749 | 26208.5501 | 208232.3751 | 208232.3751 | 182023.825
|  |  | 2035 | 12633.3984 | 71.67% | 36.37% | 4595.3602 | 433263.9196 | 660.8712 | 193682.2308 | 60784.4834 | 437201.4937 | 3.1864 | 36032730.5626 | 0 | 36032730.5626 | 0.072566 | 28781.4936 | 243208.9069 | 243208.9069 | 214427.4133
|  |  | 2036 | 12633.3984 | 77.22% | 42.01% | 5307.4618 | 500402.9216 | 712.1015 | 208696.3572 | 64521.9522 | 501723.4459 | 3.2345 | 41616397.8404 | 0 | 41616397.8404 | 0.070164 | 31936.0305 | 280896.7977 | 280896.7977 | 248960.7672
|  |  | 2037 | 12633.3984 | 82.78% | 48.05% | 6070.7936 | 572372.0677 | 763.3319 | 223710.4837 | 68149.8337 | 569873.2796 | 3.2826 | 47601767.8001 | 0 | 47601767.8001 | 0.068308 | 35314.1924 | 321296.0475 | 321296.0475 | 285981.8552
|  |  | 2038 | 12633.3984 | 88.33% | 54.5% | 6885.3558 | 649171.3578 | 814.5622 | 238724.6101 | 71672.8781 | 641546.1577 | 3.3308 | 53988840.4416 | 0 | 53988840.4416 | 0.068965 | 40138.3617 | 364406.6564 | 364406.6564 | 324268.2947
|  |  | 2039 | 12633.3984 | 93.89% | 61.35% | 7751.1483 | 730800.7919 | 865.7925 | 253738.7365 | 75095.5649 | 716641.7227 | 3.3789 | 60777615.765 | 0 | 60777615.765 | 0.066908 | 43499.2887 | 410228.6244 | 410228.6244 | 366729.3357
|  |  | 2040 | 12633.3984 | 100% | 68.65% | 8673.2942 | 817743.3845 | 922.1459 | 270254.2756 | 78860.2346 | 795501.9573 | 3.427 | 68008264.0384 | 0 | 68008264.0384 | 0.066723 | 48152.2695 | 459033.0873 | 459033.0873 | 410880.8179

## Input_HydrogenBlending
Hydrogen Blending Model
For calculating hydrogen mix in the distribution system given price and resource parameters.
|  |  | Year | Load Forecast | NG Prices | Hydrogen Prices |  |  |  | Hydrogen Blend |  |  |  | Emissions
[5 empty] | Henry Hub | User Forecast | Net of IRA |  | Incremental cost | Hydrogen Qty |  | H2 Cost | Incremental Cost | Avoided Carbon | Cost of avoided CO2
Parameter | Input | Notes |  | MMBtu | $2022/MMBtu | $2022/kg | $2022/kg | $2022/MMBtu | $2022/MMBtu | MMBtu | Energy % of total | $2022/Year | $2022/Year | tonnes | ($/tonne)
State | Colorado |  | 2022 | 77779139.3106 | 6.524 | 5 | 5 | 43.9607 | 37.4367 | 0 | 0% | 0 | 0 | 0 | 0
Gas Utility | Xcel Gas |  | 2023 | 77779139.3106 | 5.2664 | 4.9393 | 4.9393 | 43.4269 | 38.1605 | 0 | 0% | 0 | 0 | 0 | 0
Gas Demand (Bbtu/year) | 77779.1393 | Residential space & water heating | 2024 | 77779139.3106 | 4.0724 | 4.8786 | 1.8786 | 16.5166 | 12.4443 | 0 | 0% | 0 | 0 | 0 | 0
PTC ($/kg) | 3 |  | 2025 | 77779139.3106 | 3.4895 | 4.8179 | 1.8179 | 15.9828 | 12.4933 | 57466.3647 | 0.07388% | 918475.7208 | 717946.0368 | 3041.4007 | 236.0577
2022 Green H2 Price ($/kg) | 5 | $3-8 /kg is reasonable | 2026 | 77779139.3106 | 3.0655 | 4.7571 | 1.7571 | 15.449 | 12.3835 | 114932.7294 | 0.1478% | 1775599.4289 | 1423272.2276 | 6082.8014 | 233.983
Green H2 Price Trajectory | High | Based on IEA LCOH | 2027 | 77779139.3106 | 2.853 | 4.6964 | 1.6964 | 14.9152 | 12.0622 | 172399.094 | 0.2217% | 2571371.1241 | 2079516.3365 | 9124.202 | 227.9121
Low Cost ($/kg in 2050) | 1.3 | Based on IEA LCOH | 2028 | 77779139.3106 | 2.7999 | 4.6357 | 1.6357 | 14.3814 | 11.5815 | 229865.4587 | 0.2955% | 3305790.8066 | 2662189.5893 | 12165.6027 | 218.8292
High Cost ($/kg in 2050) | 3.3 | Based on IEA LCOH | 2029 | 77779139.3106 | 2.8251 | 4.575 | 1.575 | 13.8476 | 11.0225 | 287331.8234 | 0.3694% | 3978858.4763 | 3167118.2041 | 15207.0034 | 208.2671
Year beginning injection | 2025 |  | 2030 | 77779139.3106 | 2.9125 | 4.5143 | 1.5143 | 13.3138 | 10.4013 | 344798.1881 | 0.4433% | 4590574.1332 | 3586356.3064 | 18248.4041 | 196.5299
Incremental blend potential | 0.25% | by volume | 2031 | 77779139.3106 | 3.0438 | 4.4536 | 1.4536 | 12.78 | 9.7362 | 402264.5527 | 0.5172% | 5140937.7773 | 3916541.8268 | 21289.8048 | 183.9633
Maximum blend potential | 5% | by volume | 2032 | 77779139.3106 | 3.208 | 4.3929 | 1.3929 | 12.2462 | 9.0382 | 459730.9174 | 0.5911% | 5629949.4086 | 4155130.7867 | 24331.2054 | 170.7737
LHV H2 (Btu/ft3) | 290 | Source | 2033 | 77779139.3106 | 3.4169 | 4.3321 | 1.3321 | 11.7124 | 8.2955 | 517197.2821 | 0.665% | 6057609.0272 | 4290388.3245 | 27372.6061 | 156.7402
LHV NG (Btu/ft3) | 983 | Source | 2034 | 77779139.3106 | 3.5694 | 4.2714 | 4.2714 | 37.555 | 33.9855 | 574663.6468 | 0.7388% | 21581472.7331 | 19530251.0725 | 30414.0068 | 642.1466
NG Emissions (kg CO2/MMBtu) | 52.9249 | Source | 2035 | 77779139.3106 | 3.6818 | 4.2107 | 4.2107 | 37.0212 | 33.3393 | 632130.0114 | 0.8127% | 23402183.9361 | 21074792.4889 | 33455.4075 | 629.9368
H2 Unit Conversion (kg/MMBtu) | 8.7921 |  | 2036 | 77779139.3106 | 3.6942 | 4.15 | 4.15 | 36.4873 | 32.7932 | 689596.3761 | 0.8866% | 25161543.1263 | 22614067.2255 | 36496.8082 | 619.6177
|  |  | 2037 | 77779139.3106 | 3.7376 | 4.0893 | 4.0893 | 35.9535 | 32.2159 | 747062.7408 | 0.9605% | 26859550.3037 | 24067331.592 | 39538.2089 | 608.7107
|  |  | 2038 | 77779139.3106 | 3.8666 | 4.0286 | 4.0286 | 35.4197 | 31.5532 | 804529.1055 | 1.034% | 28496205.4684 | 25385444.6058 | 42579.6095 | 596.1878
|  |  | 2039 | 77779139.3106 | 3.7888 | 3.9679 | 3.9679 | 34.8859 | 31.0971 | 861995.4701 | 1.108% | 30071508.6202 | 26805597.4228 | 45621.0102 | 587.5713
|  |  | 2040 | 77779139.3106 | 3.9381 | 3.9071 | 3.9071 | 34.3521 | 30.4141 | 919461.8348 | 1.182% | 31585459.7593 | 27964559.2887 | 48662.4109 | 574.6645
|  |  | 2041 | 77779139.3106 | 4.0222 | 3.8464 | 3.8464 | 33.8183 | 29.7962 | 976928.1995 | 1.256% | 33038058.8855 | 29108702.2433 | 51703.8116 | 562.9895
|  |  | 2042 | 77779139.3106 | 4.0147 | 3.7857 | 3.7857 | 33.2845 | 29.2698 | 1034394.5642 | 1.33% | 34429305.999 | 30276483.8696 | 54745.2123 | 553.0435
|  |  | 2043 | 77779139.3106 | 3.9506 | 3.725 | 3.725 | 32.7507 | 28.8001 | 1091860.9289 | 1.404% | 35759201.0997 | 31445677.8444 | 57786.6129 | 544.1689
|  |  | 2044 | 77779139.3106 | 3.9138 | 3.6643 | 3.6643 | 32.2169 | 28.3031 | 1149327.2935 | 1.478% | 37027744.1876 | 32529543.8047 | 60828.0136 | 534.779
|  |  | 2045 | 77779139.3106 | 3.9107 | 3.6036 | 3.6036 | 31.6831 | 27.7724 | 1189220.7729 | 1.529% | 37678172.2018 | 33027479.3898 | 62939.3714 | 524.7507
|  |  | 2046 | 77779139.3106 | 3.9071 | 3.5429 | 3.5429 | 31.1493 | 27.2422 | 1189220.7729 | 1.529% | 37043356.6146 | 32396972.3495 | 62939.3714 | 514.733
|  |  | 2047 | 77779139.3106 | 3.8707 | 3.4821 | 3.4821 | 30.6155 | 26.7448 | 1189220.7729 | 1.529% | 36408541.0275 | 31805417.0464 | 62939.3714 | 505.3342
|  |  | 2048 | 77779139.3106 | 3.8491 | 3.4214 | 3.4214 | 30.0817 | 26.2326 | 1189220.7729 | 1.529% | 35773725.4403 | 31196302.8986 | 62939.3714 | 495.6564
|  |  | 2049 | 77779139.3106 | 3.7839 | 3.3607 | 3.3607 | 29.5478 | 25.7639 | 1189220.7729 | 1.529% | 35138909.8532 | 30639023.3166 | 62939.3714 | 486.8022
|  |  | 2050 | 77779139.3106 | 3.771 | 3.3 | 3.3 | 29.014 | 25.243 | 1189220.7729 | 1.529% | 34504094.2661 | 30019524.893 | 62939.3714 | 476.9594

## Input_RNGPotential
RNG Potential
For calculating renewable natural gas (RNG) mix in the distribution system given price and resource parameters.
|  |  | Year | RNG Potential: Western US |  | Utility RNG Potential |  | RNG Prices |  | Natural Gas Price | Incremental Cost |  | Total Costs |  | Avoided Emissions Rate |  | Net Avoided Emissions
|  |  |  | Low | High | Low | High | Low | High | Henry Hub | Low | High | Low | High | Low | High | Low | High
Parameter | Input | Notes |  | tBtu/year | tBtu/year | BBtu/year | BBtu/year | $/MMBtu | $/MMBtu | $/MMBtu | $/MMBtu | $/MMBtu | $/year | $/year | (kgCO2/MMBtu) | (kgCO2/MMBtu) | tonnes | tonnes
State: | Colorado |  | 2022 | 0 | 0 | 0 | 0 | 0 | 0 | 0 | 0 | 0 | 0 | 0 | 0 | 0 | 0 | 0
Gas Utility | Xcel Gas |  | 2023 | 0 | 0 | 0 | 0 | 0 | 0 | 0 | 0 | 0 | 0 | 0 | 0 | 0 | 0 | 0
Gas Demand (Bbtu/year) | 77779.1393 | Residential space & water heating | 2024 | 0 | 0 | 0 | 0 | 0 | 0 | 0 | 0 | 0 | 0 | 0 | 0 | 0 | 0 | 0
Allocation Factor | 0.7527% | % of total West US natural gas volumes | 2025 | 135.515 | 239.955 | 1019.9918 | 1806.0888 | 21.6697 | 22.1155 | 3.4895 | 18.1802 | 18.626 | 18543655.7656 | 33640177.247 | 54.7957 | 60.7764 | 55891.1303 | 109767.5784
Natural Gas Emissions | 52.9249 | kgCO2/MMBtu | 2026 | 181.806 | 341.983 | 1368.414 | 2574.0312 | 22.4066 | 23.1747 | 3.0655 | 19.3411 | 20.1092 | 26466615.8178 | 51761630.3749 | 58.8968 | 63.9762 | 80595.2686 | 164676.6969
Natural Gas Emissions | 50.1631 | gCO2e/MJ | 2027 | 228.097 | 444.011 | 1716.8362 | 3341.9736 | 23.1435 | 24.2339 | 2.853 | 20.2905 | 21.3809 | 34835424.2361 | 71454264.7999 | 62.998 | 67.176 | 108157.2902 | 224500.3131
|  |  | 2028 | 274.388 | 546.039 | 2065.2584 | 4109.9161 | 23.8804 | 25.293 | 2.7999 | 21.0805 | 22.4931 | 43536585.409 | 92444904.772 | 67.0992 | 70.3758 | 138577.1949 | 289238.4269
|  |  | 2029 | 320.679 | 648.067 | 2413.6807 | 4877.8585 | 24.6172 | 26.3522 | 2.8251 | 21.7921 | 23.5271 | 52599271.1498 | 114761989.064 | 71.2004 | 73.5755 | 171854.9827 | 358891.0385
|  |  | 2030 | 366.97 | 750.095 | 2762.1029 | 5645.8009 | 25.3541 | 27.4114 | 2.9125 | 22.4416 | 24.4989 | 61986117.3864 | 138316048.4324 | 75.3016 | 76.7753 | 207990.6537 | 433458.1477
|  |  | 2031 | 459.513 | 1081.132 | 3458.6538 | 8137.444 | 26.5835 | 28.7078 | 3.0438 | 23.5397 | 25.6641 | 81415704.2745 | 208840062.854 | 72.5345 | 72.2859 | 250871.5889 | 588222.6401
|  |  | 2032 | 552.056 | 1412.169 | 4155.2047 | 10629.0871 | 27.8128 | 30.0043 | 3.208 | 24.6048 | 26.7963 | 102238025.0697 | 284819992.9546 | 69.7674 | 67.7965 | 289897.6748 | 720615.1992
RNG share of residential gas demand in 2040 |  |  | 2033 | 644.599 | 1743.206 | 4851.7556 | 13120.7301 | 29.0422 | 31.3007 | 3.4169 | 25.6252 | 27.8838 | 124327422.56 | 365855892.7263 | 67.0003 | 63.3071 | 325068.9112 | 830635.8248
High Potential | 28.24% |  | 2034 | 737.142 | 2074.243 | 5548.3065 | 15612.3732 | 30.2715 | 32.5972 | 3.5694 | 26.7021 | 29.0277 | 148151323.4784 | 453191814.5897 | 64.2332 | 58.8177 | 356385.2983 | 918284.5172
Low Potential | 9.376% |  | 2035 | 829.685 | 2405.28 | 6244.8574 | 18104.0162 | 31.5009 | 33.8936 | 3.6818 | 27.819 | 30.2118 | 173725897.16 | 546954553.7004 | 61.4661 | 54.3283 | 383846.836 | 983561.2761
|  |  | 2036 | 857.528 | 2507.884 | 6454.4256 | 18876.2941 | 31.6248 | 33.9765 | 3.6942 | 27.9306 | 30.2823 | 180276165.8227 | 571617703.9198 | 60.7323 | 53.685 | 391992.2125 | 1013373.9722
|  |  | 2037 | 885.371 | 2610.488 | 6663.9938 | 19648.572 | 31.7487 | 34.0593 | 3.7376 | 28.0111 | 30.3217 | 186665891.3649 | 595778517.755 | 59.9986 | 53.0417 | 399830.0466 | 1042192.9931
|  |  | 2038 | 913.214 | 2713.092 | 6873.562 | 20420.8498 | 31.8726 | 34.1422 | 3.8666 | 28.0061 | 30.2756 | 192501496.7894 | 618253738.3917 | 59.2648 | 52.3983 | 407360.338 | 1070018.3389
|  |  | 2039 | 941.057 | 2815.696 | 7083.1301 | 21193.1277 | 31.9966 | 34.225 | 3.7888 | 28.2078 | 30.4363 | 199799399.2123 | 645039336.3805 | 58.5311 | 51.755 | 414583.0868 | 1096850.0096
|  |  | 2040 | 968.9 | 2918.3 | 7292.6983 | 21965.4055 | 32.1205 | 34.3079 | 3.9381 | 28.1824 | 30.3698 | 205525920.7453 | 667085451.2912 | 57.7973 | 51.1116 | 421498.2931 | 1122688.0051
Supporting Data Sources and Calculations
2040 RNG Potential (tBtu/yr) |  |  |  | RNG Cost (2022 $/MMBtu) | [5 empty] | Avoided Emissions (kgCO2e/MMBtu)
Mountain, West North Central, West South Central, Pacific regions |  |  |  | Adjusted to $2022
Feedstock | Low | High |  | Feedstock | Low | High | RNG Market Price |  |  | Emissions (gCO2e/MJ) | Avoided Emissions (kgCO2e/MMBtu)
LFG | 209.8 | 357.2 |  | LFG | 8.1863 | 21.907 | 18.4768 |  |  | 40.9531 | 9.7171
Animal Manure | 130.2 | 260.4 |  | Animal Manure | 21.2152 | 37.5878 | 33.4947 |  |  | -179.0469 | 241.8294
WRRF | 8.5 | 12.3 |  | WRRF | 8.5322 | 30.0933 | 24.703 |  |  | 40.9531 | 9.7171
Food Waste | 9.8 | 24.8 |  | Food Waste | 22.3682 | 32.6299 | 30.0645 |  |  | 15.9531 | 36.0935
Ag Res | 180.9 | 454.4 |  | Ag Res | 21.0999 | 31.5922 | 28.9691 |  |  | 15.9531 | 36.0935
Forest Res | 32.3 | 83 |  | Forest Res | 19.9469 | 33.6676 | 30.2374 |  |  | 15.9531 | 36.0935
Energy Crops | 92.1 | 594.4 |  | Energy Crops | 21.0999 | 35.9736 | 32.2552 |  |  | 15.9531 | 36.0935
MSW | 305.3 | 1131.8 |  | MSW | 19.9469 | 50.9626 | 43.2087 |  |  | 15.9531 | 36.0935
For more detail on regional RNG potential, see "ICF RNG Tables" tab |  |  |  | Source: Study on the Use of Biofuels (Renewable Natural Gas) in the Greater Washington DC Metro Area, ICF 2020
Source: ICF 2019 Renewable Sources of Natural Gas: Supply and Emissions Reduction Assessment. Available at: https://www.gasfoundation.org/wp-content/uploads/2019/12/AGF-2019-RNG-Study-Full-Report-FINAL-12-18-19.pdf
|  |  | Usage Assumptions | [9 empty] | California Low Carbon Fuel Standard (LCFS) Lifecycle Emissions (gCO2e/MJ)
|  |  | Feedstock |  | 2025 | 2030 | 2035 | 2040 |  | LCFS Carbon Intensity | (gCO2e/MJ) |  | Source: Table 7-1. Lookup Table for Gasoline and Diesel and Fuels that Substitute for Gasoline and Diesel
|  |  | LFG |  | 50% | 100% | 100% | 100% |  | CNGF | 79.21 |  | https://ww2.arb.ca.gov/sites/default/files/classic/fuels/lcfs/ca-greet/lut.pdf
|  |  | Animal Manure |  | 20% | 75% | 100% | 100% |  | LFG | 70
|  |  | WRRF |  | 25% | 75% | 90% | 100% |  | MRRF | 45
|  |  | Food Waste |  | 25% | 75% | 90% | 100% |  | Dairy | -150
|  |  | Ag Res |  | 0% | 5% | 75% | 100% |  | Swine | -150 |  | Source: Table 8. Temporary Pathways for Fuels with Indeterminate CIs
|  |  | Forest Res |  | 0% | 5% | 75% | 100% |  |  |  |  | https://ww2.arb.ca.gov/sites/default/files/classic/fuels/lcfs/ca-greet/temp.pdf
|  |  | Energy Crops |  | 0% | 5% | 75% | 100% |  | pipeline gas | 50.1631 |  | CARB. "LCFS Life Cycle Analysis Models and Documentation"
|  |  | MSW |  | 0% | 10% | 80% | 100% |  | compression adjustment | 29.0469 |  | https://ww2.arb.ca.gov/resources/documents/lcfs-life-cycle-analysis-models-and-documentation
|  |  | Source: ICF 2019 Renewable Sources of Natural Gas: Supply and Emissions Reduction Assessment. Available at: https://www.gasfoundation.org/wp-content/uploads/2019/12/AGF-2019-RNG-Study-Full-Report-FINAL-12-18-19.pdf | [6 empty] | Adjusting carbon intensity of compressed vs gaseous fuels
From ICF report - consider putting similar explaination in report
"ICF reports that RNG will be available from various feedstocks in the range of $7/MMBtu to $44/MMBtu. Anaerobic digestion feedstocks, notably from LFG and WRRF, are more cost effective in the near term. RNG from thermal gasification feedstocks are more expensive, largely reflecting the immature state of thermal gasification as a technology, and the associated uncertainties around cost and feedstock availability."
"RNG Price" is marginal cost. Assume marginal cost is Low Cost plus 3/4 of the difference between Low and High range. Accounts for the fact that some of the first resources to be built will likely be more expensive, and that the low-cost feedstocks will compete.
Feedstock usage assumptions are based off of eyeballing supply curves in ICF report. LFG and animal manure resources come online first, followed by WRRF and food waste.

## COP
[21 empty] | 6374.5833 | 7238.125 | 2405.75 | 5841.4167 | 4402.9583
COP Performance Curve for Heating and Cooling |  | Heating Average COP for Whole Home ASHP | [6 empty] | COP and Temperature Bin Analysis
| Heating |  | Denver County | Weld County | Clark County | Washoe County | Bernalillo County |  | Ambient Temp | COP | Temperature Bin |  |  |  |  | Heating Degree Days |  |  |  |  | Cumulative Heating Degree Days |  |  |  |  | Ambient Temp | Cumulative Heating Degree Days
Slope | 0.030315 | Minisplit | 2.9455 | 2.9037 | 3.2154 | 3.0046 | 3.0774 |  |  |  | Denver County | Weld County | Clark County | Washoe County | Bernalillo County | Denver County | Weld County | Clark County | Washoe County | Bernalillo County | Denver County | Weld County | Clark County | Washoe County | Bernalillo County |  | Denver County | Weld County | Clark County | Washoe County | Bernalillo County
Intercept | 1.902 | Ducted | 2.5816 | 2.545 | 2.8182 | 2.6334 | 2.6972 |  | 66 | [16 empty] | 66
Source: |  | Average | 2.7636 | 2.7243 | 3.0168 | 2.819 | 2.8873 | Below 65 | 65 | [16 empty] | 65
Cadmus. 2016. Ductless Mini-Split Heat Pump Impact Evaluation. Figure 55. Available at: http://www.ripuc.ri.gov/eventsactions/docket/4755-TRM-DMSHP%20Evaluation%20Report%2012-30-2016.pdf | [8 empty] | 64 | 3.6049 | 40 | 73 | 2 | 7 | 3 | 1.6667 | 3.0417 | 0.083333 | 0.29167 | 0.125 | 1.6667 | 3.0417 | 0.083333 | 0.29167 | 0.125 | 64 | 0.02615% | 0.04202% | 0.003464% | 0.004993% | 0.002839%
[9 empty] | 63 | 3.5764 | 259 | 203 | 267 | 263 | 314 | 21.5833 | 16.9167 | 22.25 | 21.9167 | 26.1667 | 23.25 | 19.9583 | 22.3333 | 22.2083 | 26.2917 | 63 | 0.3647% | 0.2757% | 0.9283% | 0.3802% | 0.5971%
[9 empty] | 62 | 3.548 | 58 | 51 | 1 | 14 | 3 | 7.25 | 6.375 | 0.125 | 1.75 | 0.375 | 30.5 | 26.3333 | 22.4583 | 23.9583 | 26.6667 | 62 | 0.4785% | 0.3638% | 0.9335% | 0.4101% | 0.6057%
Ducted system performance factor |  | Heating Average COP for Hybrid ASHP | [6 empty] | 61 | 3.5195 | 252 | 217 | 276 | 286 | 314 | 42 | 36.1667 | 46 | 47.6667 | 52.3333 | 72.5 | 62.5 | 68.4583 | 71.625 | 79 | 61 | 1.137% | 0.8635% | 2.846% | 1.226% | 1.794%
Type | COP |  | Denver County | Weld County | Clark County | Washoe County | Bernalillo County |  | 60 | 3.4911 | 57 | 77 | 1 | 6 | 3 | 11.875 | 16.0417 | 0.20833 | 1.25 | 0.625 | 84.375 | 78.5417 | 68.6667 | 72.875 | 79.625 | 60 | 1.324% | 1.085% | 2.854% | 1.248% | 1.808%
Ductless | 2.57 | Minisplit | 3.0173 | 3.0033 | 3.2154 | 3.0349 | 3.0786 |  | 59 | 3.4626 | 206 | 164 | 144 | 141 | 159 | 51.5 | 41 | 36 | 35.25 | 39.75 | 135.875 | 119.5417 | 104.6667 | 108.125 | 119.375 | 59 | 2.132% | 1.652% | 4.351% | 1.851% | 2.711%
Ducted | 2.2525 | Average | 2.8309 | 2.8178 | 3.0168 | 2.8474 | 2.8884 |  | 58 | 3.4342 | 215 | 230 | 299 | 288 | 272 | 62.7083 | 67.0833 | 87.2083 | 84 | 79.3333 | 198.5833 | 186.625 | 191.875 | 192.125 | 198.7083 | 58 | 3.115% | 2.578% | 7.976% | 3.289% | 4.513%
Average | 2.4112 |  | 2.436% | 3.431% | 0% | 1.01% | 0.03794% |  | 57 | 3.4058 | 36 | 85 | 1 | 13 | 1 | 12 | 28.3333 | 0.33333 | 4.3333 | 0.33333 | 210.5833 | 214.9583 | 192.2083 | 196.4583 | 199.0417 | 57 | 3.303% | 2.97% | 7.99% | 3.363% | 4.521%
Ducted/Ductless | 87.65% | [7 empty] | 56 | 3.3773 | 197 | 198 | 316 | 274 | 310 | 73.875 | 74.25 | 118.5 | 102.75 | 116.25 | 284.4583 | 289.2083 | 310.7083 | 299.2083 | 315.2917 | 56 | 4.462% | 3.996% | 12.92% | 5.122% | 7.161%
Average/Ductless | 93.82% | [7 empty] | 55 | 3.3489 | 25 | 91 | 1 | 9 | 0 | 10.4167 | 37.9167 | 0.41667 | 3.75 | 0 | 294.875 | 327.125 | 311.125 | 302.9583 | 315.2917 | 55 | 4.626% | 4.519% | 12.93% | 5.186% | 7.161%
Source | [8 empty] | 54 | 3.3204 | 226 | 191 | 277 | 327 | 303 | 103.5833 | 87.5417 | 126.9583 | 149.875 | 138.875 | 398.4583 | 414.6667 | 438.0833 | 452.8333 | 454.1667 | 54 | 6.251% | 5.729% | 18.21% | 7.752% | 10.32%
Cadmus (2022) Residential ccASHP Building Electrification Study. Slide 22 |  | Share of Gas Backup Heating Load at 10F Temp | [6 empty] | 53 | 3.292 | 17 | 87 | 0 | 9 | 0 | 8.5 | 43.5 | 0 | 4.5 | 0 | 406.9583 | 458.1667 | 438.0833 | 457.3333 | 454.1667 | 53 | 6.384% | 6.33% | 18.21% | 7.829% | 10.32%
|  |  | Denver County | Weld County | Clark County | Washoe County | Bernalillo County |  | 52 | 3.2635 | 180 | 216 | 318 | 351 | 274 | 97.5 | 117 | 172.25 | 190.125 | 148.4167 | 504.4583 | 575.1667 | 610.3333 | 647.4583 | 602.5833 | 52 | 7.914% | 7.946% | 25.37% | 11.08% | 13.69%
|  | HP load | 91.8% | 91.08% | 100% | 97.71% | 100% |  | 51 | 3.2351 | 12 | 83 | 0 | 19 | 0 | 7 | 48.4167 | 0 | 11.0833 | 0 | 511.4583 | 623.5833 | 610.3333 | 658.5417 | 602.5833 | 51 | 8.023% | 8.615% | 25.37% | 11.27% | 13.69%
|  | Gas backup load | 8.2% | 8.922% | 0% | 2.291% | 0% |  | 50 | 3.2067 | 204 | 149 | 188 | 191 | 150 | 127.5 | 93.125 | 117.5 | 119.375 | 93.75 | 638.9583 | 716.7083 | 727.8333 | 777.9167 | 696.3333 | 50 | 10.02% | 9.902% | 30.25% | 13.32% | 15.82%
[9 empty] | 49 | 3.1782 | 210 | 193 | 324 | 325 | 253 | 140 | 128.6667 | 216 | 216.6667 | 168.6667 | 778.9583 | 845.375 | 943.8333 | 994.5833 | 865 | 49 | 12.22% | 11.68% | 39.23% | 17.03% | 19.65%
[9 empty] | 48 | 3.1498 | 11 | 75 | 0 | 5 | 1 | 7.7917 | 53.125 | 0 | 3.5417 | 0.70833 | 786.75 | 898.5 | 943.8333 | 998.125 | 865.7083 | 48 | 12.34% | 12.41% | 39.23% | 17.09% | 19.66%
|  | HP COP Improvement | [6 empty] | 47 | 3.1213 | 247 | 195 | 307 | 308 | 307 | 185.25 | 146.25 | 230.25 | 231 | 230.25 | 972 | 1044.75 | 1174.0833 | 1229.125 | 1095.9583 | 47 | 15.25% | 14.43% | 48.8% | 21.04% | 24.89%
|  |  | Slow | Moderate Case | Rapid |  |  |  | 46 | 3.0929 | 11 | 85 | 0 | 13 | 1 | 8.7083 | 67.2917 | 0 | 10.2917 | 0.79167 | 980.7083 | 1112.0417 | 1174.0833 | 1239.4167 | 1096.75 | 46 | 15.38% | 15.36% | 48.8% | 21.22% | 24.91%
|  | 2030 | 112% | 125% | 133% |  |  |  | 45 | 3.0644 | 281 | 183 | 295 | 301 | 295 | 234.1667 | 152.5 | 245.8333 | 250.8333 | 245.8333 | 1214.875 | 1264.5417 | 1419.9167 | 1490.25 | 1342.5833 | 45 | 19.06% | 17.47% | 59.02% | 25.51% | 30.49%
|  | 2040 | 115% | 142% | 167% |  |  |  | 44 | 3.036 | 3 | 84 | 1 | 7 | 2 | 2.625 | 73.5 | 0.875 | 6.125 | 1.75 | 1217.5 | 1338.0417 | 1420.7917 | 1496.375 | 1344.3333 | 44 | 19.1% | 18.49% | 59.06% | 25.62% | 30.53%
|  | Source | [6 empty] | 43 | 3.0076 | 286 | 190 | 224 | 304 | 283 | 262.1667 | 174.1667 | 205.3333 | 278.6667 | 259.4167 | 1479.6667 | 1512.2083 | 1626.125 | 1775.0417 | 1603.75 | 43 | 23.21% | 20.89% | 67.59% | 30.39% | 36.42%
|  | NREL 2017. Electrification Futures Study: End-Use Electric Technology Cost and Performance Projections through 2050 | [6 empty] | 42 | 2.9791 | 8 | 74 | 1 | 12 | 1 | 7.6667 | 70.9167 | 0.95833 | 11.5 | 0.95833 | 1487.3333 | 1583.125 | 1627.0833 | 1786.5417 | 1604.7083 | 42 | 23.33% | 21.87% | 67.63% | 30.58% | 36.45%
|  | https://www.nrel.gov/docs/fy18osti/70485.pdf | [6 empty] | 41 | 2.9507 | 276 | 140 | 93 | 148 | 140 | 276 | 140 | 93 | 148 | 140 | 1763.3333 | 1723.125 | 1720.0833 | 1934.5417 | 1744.7083 | 41 | 27.66% | 23.81% | 71.5% | 33.12% | 39.63%
[9 empty] | 40 | 2.9222 | 288 | 182 | 214 | 291 | 302 | 300 | 189.5833 | 222.9167 | 303.125 | 314.5833 | 2063.3333 | 1912.7083 | 1943 | 2237.6667 | 2059.2917 | 40 | 32.37% | 26.43% | 80.76% | 38.31% | 46.77%
|  | HP COP Improvement: 2020 to 2040 | [6 empty] | 39 | 2.8938 | 9 | 87 | 0 | 14 | 3 | 9.75 | 94.25 | 0 | 15.1667 | 3.25 | 2073.0833 | 2006.9583 | 1943 | 2252.8333 | 2062.5417 | 39 | 32.52% | 27.73% | 80.76% | 38.57% | 46.84%
|  |  | Selected | Slow | Moderate | Rapid |  |  | 38 | 2.8653 | 239 | 171 | 167 | 284 | 254 | 268.875 | 192.375 | 187.875 | 319.5 | 285.75 | 2341.9583 | 2199.3333 | 2130.875 | 2572.3333 | 2348.2917 | 38 | 36.74% | 30.39% | 88.57% | 44.04% | 53.33%
|  | 2020 | 2.8309 | 2.8309 | 2.8309 | 2.8309 |  |  | 37 | 2.8369 | 7 | 88 | 0 | 11 | 1 | 8.1667 | 102.6667 | 0 | 12.8333 | 1.1667 | 2350.125 | 2302 | 2130.875 | 2585.1667 | 2349.4583 | 37 | 36.87% | 31.8% | 88.57% | 44.26% | 53.36%
|  | 2021 | 2.9017 | 2.8649 | 2.9017 | 2.9243 |  |  | 36 | 2.8085 | 268 | 202 | 93 | 290 | 325 | 323.8333 | 244.0833 | 112.375 | 350.4167 | 392.7083 | 2673.9583 | 2546.0833 | 2243.25 | 2935.5833 | 2742.1667 | 36 | 41.95% | 35.18% | 93.25% | 50.25% | 62.28%
|  | 2022 | 2.9725 | 2.8988 | 2.9725 | 3.0177 |  |  | 35 | 2.78 | 3 | 79 | 0 | 9 | 1 | 3.75 | 98.75 | 0 | 11.25 | 1.25 | 2677.7083 | 2644.8333 | 2243.25 | 2946.8333 | 2743.4167 | 35 | 42.01% | 36.54% | 93.25% | 50.45% | 62.31%
|  | 2023 | 3.0432 | 2.9328 | 3.0432 | 3.1112 |  |  | 34 | 2.7516 | 286 | 227 | 63 | 323 | 294 | 369.4167 | 293.2083 | 81.375 | 417.2083 | 379.75 | 3047.125 | 2938.0417 | 2324.625 | 3364.0417 | 3123.1667 | 34 | 47.8% | 40.59% | 96.63% | 57.59% | 70.93%
|  | 2024 | 3.114 | 2.9668 | 3.114 | 3.2046 |  |  | 33 | 2.7231 | 10 | 69 | 0 | 7 | 1 | 13.3333 | 92 | 0 | 9.3333 | 1.3333 | 3060.4583 | 3030.0417 | 2324.625 | 3373.375 | 3124.5 | 33 | 48.01% | 41.86% | 96.63% | 57.75% | 70.96%
|  | 2025 | 3.1848 | 3.0008 | 3.1848 | 3.298 |  |  | 32 | 2.6947 | 277 | 158 | 21 | 141 | 113 | 380.875 | 217.25 | 28.875 | 193.875 | 155.375 | 3441.3333 | 3247.2917 | 2353.5 | 3567.25 | 3279.875 | 32 | 53.99% | 44.86% | 97.83% | 61.07% | 74.49%
|  | 2026 | 3.2555 | 3.0347 | 3.2555 | 3.3914 |  |  | 31 | 2.6662 | 246 | 232 | 25 | 285 | 226 | 348.5 | 328.6667 | 35.4167 | 403.75 | 320.1667 | 3789.8333 | 3575.9583 | 2388.9167 | 3971 | 3600.0417 | 31 | 59.45% | 49.4% | 99.3% | 67.98% | 81.76%
|  | 2027 | 3.3263 | 3.0687 | 3.3263 | 3.4848 |  |  | 30 | 2.6378 | 5 | 68 | 0 | 2 | 1 | 7.2917 | 99.1667 | 0 | 2.9167 | 1.4583 | 3797.125 | 3675.125 | 2388.9167 | 3973.9167 | 3601.5 | 30 | 59.57% | 50.77% | 99.3% | 68.03% | 81.8%
|  | 2028 | 3.3971 | 3.1027 | 3.3971 | 3.5783 |  |  | 29 | 2.6094 | 235 | 196 | 7 | 229 | 177 | 352.5 | 294 | 10.5 | 343.5 | 265.5 | 4149.625 | 3969.125 | 2399.4167 | 4317.4167 | 3867 | 29 | 65.1% | 54.84% | 99.74% | 73.91% | 87.83%
|  | 2029 | 3.4679 | 3.1366 | 3.4679 | 3.6717 |  |  | 28 | 2.5809 | 6 | 70 | 0 | 0 | 0 | 9.25 | 107.9167 | 0 | 0 | 0 | 4158.875 | 4077.0417 | 2399.4167 | 4317.4167 | 3867 | 28 | 65.24% | 56.33% | 99.74% | 73.91% | 87.83%
|  | 2030 | 3.5386 | 3.1706 | 3.5386 | 3.7651 |  |  | 27 | 2.5525 | 185 | 191 | 4 | 174 | 138 | 292.9167 | 302.4167 | 6.3333 | 275.5 | 218.5 | 4451.7917 | 4379.4583 | 2405.75 | 4592.9167 | 4085.5 | 27 | 69.84% | 60.51% | 100% | 78.63% | 92.79%
|  | 2031 | 3.5868 | 3.1791 | 3.5868 | 3.8614 |  |  | 26 | 2.524 | 2 | 59 | 0 | 1 | 0 | 3.25 | 95.875 | 0 | 1.625 | 0 | 4455.0417 | 4475.3333 | 2405.75 | 4594.5417 | 4085.5 | 26 | 69.89% | 61.83% | 100% | 78.65% | 92.79%
|  | 2032 | 3.6349 | 3.1876 | 3.6349 | 3.9576 |  |  | 25 | 2.4956 | 140 | 171 | 0 | 181 | 83 | 233.3333 | 285 | 0 | 301.6667 | 138.3333 | 4688.375 | 4760.3333 | 2405.75 | 4896.2083 | 4223.8333 | 25 | 73.55% | 65.77% | 100% | 83.82% | 95.93%
|  | 2033 | 3.683 | 3.1961 | 3.683 | 4.0539 |  |  | 24 | 2.4672 | 3 | 57 | 0 | 0 | 1 | 5.125 | 97.375 | 0 | 0 | 1.7083 | 4693.5 | 4857.7083 | 2405.75 | 4896.2083 | 4225.5417 | 24 | 73.63% | 67.11% | 100% | 83.82% | 95.97%
|  | 2034 | 3.7311 | 3.2046 | 3.7311 | 4.1501 |  |  | 23 | 2.4387 | 123 | 94 | 0 | 45 | 28 | 215.25 | 164.5 | 0 | 78.75 | 49 | 4908.75 | 5022.2083 | 2405.75 | 4974.9583 | 4274.5417 | 23 | 77.01% | 69.39% | 100% | 85.17% | 97.08%
|  | 2035 | 3.7793 | 3.2131 | 3.7793 | 4.2464 |  |  | 22 | 2.4103 | 87 | 121 | 0 | 116 | 43 | 155.875 | 216.7917 | 0 | 207.8333 | 77.0417 | 5064.625 | 5239 | 2405.75 | 5182.7917 | 4351.5833 | 22 | 79.45% | 72.38% | 100% | 88.72% | 98.83%
|  | 2036 | 3.8274 | 3.2216 | 3.8274 | 4.3426 |  |  | 21 | 2.3818 | 4 | 49 | 0 | 0 | 0 | 7.3333 | 89.8333 | 0 | 0 | 0 | 5071.9583 | 5328.8333 | 2405.75 | 5182.7917 | 4351.5833 | 21 | 79.57% | 73.62% | 100% | 88.72% | 98.83%
|  | 2037 | 3.8755 | 3.2301 | 3.8755 | 4.4389 |  |  | 20 | 2.3534 | 111 | 127 | 0 | 98 | 19 | 208.125 | 238.125 | 0 | 183.75 | 35.625 | 5280.0833 | 5566.9583 | 2405.75 | 5366.5417 | 4387.2083 | 20 | 82.83% | 76.91% | 100% | 91.87% | 99.64%
|  | 2038 | 3.9236 | 3.2386 | 3.9236 | 4.5351 |  |  | 19 | 2.3249 | 2 | 64 | 0 | 0 | 0 | 3.8333 | 122.6667 | 0 | 0 | 0 | 5283.9167 | 5689.625 | 2405.75 | 5366.5417 | 4387.2083 | 19 | 82.89% | 78.61% | 100% | 91.87% | 99.64%
|  | 2039 | 3.9718 | 3.247 | 3.9718 | 4.6314 |  |  | 18 | 2.2965 | 109 | 111 | 0 | 67 | 7 | 213.4583 | 217.375 | 0 | 131.2083 | 13.7083 | 5497.375 | 5907 | 2405.75 | 5497.75 | 4400.9167 | 18 | 86.24% | 81.61% | 100% | 94.12% | 99.95%
|  | 2040 | 4.0199 | 3.2555 | 4.0199 | 4.7276 |  |  | 17 | 2.2681 | 6 | 30 | 0 | 0 | 0 | 12 | 60 | 0 | 0 | 0 | 5509.375 | 5967 | 2405.75 | 5497.75 | 4400.9167 | 17 | 86.43% | 82.44% | 100% | 94.12% | 99.95%
[9 empty] | 16 | 2.2396 | 66 | 94 | 0 | 42 | 1 | 134.75 | 191.9167 | 0 | 85.75 | 2.0417 | 5644.125 | 6158.9167 | 2405.75 | 5583.5 | 4402.9583 | 16 | 88.54% | 85.09% | 100% | 95.58% | 100%
|  | Average HPWH COP | [6 empty] | 15 | 2.2112 | 4 | 26 | 0 | 0 | 0 | 8.3333 | 54.1667 | 0 | 0 | 0 | 5652.4583 | 6213.0833 | 2405.75 | 5583.5 | 4402.9583 | 15 | 88.67% | 85.84% | 100% | 95.58% | 100%
|  | State | Colorado | Nevada | New Mexico |  |  |  | 14 | 2.1827 | 40 | 38 | 0 | 14 | 0 | 85 | 80.75 | 0 | 29.75 | 0 | 5737.4583 | 6293.8333 | 2405.75 | 5613.25 | 4402.9583 | 14 | 90.01% | 86.95% | 100% | 96.09% | 100%
|  | Average | 2.6 | 2.89 | 2.79 |  |  |  | 13 | 2.1543 | 31 | 60 | 0 | 29 | 0 | 67.1667 | 130 | 0 | 62.8333 | 0 | 5804.625 | 6423.8333 | 2405.75 | 5676.0833 | 4402.9583 | 13 | 91.06% | 88.75% | 100% | 97.17% | 100%
[9 empty] | 12 | 2.1258 | 0 | 11 | 0 | 0 | 0 | 0 | 24.2917 | 0 | 0 | 0 | 5804.625 | 6448.125 | 2405.75 | 5676.0833 | 4402.9583 | 12 | 91.06% | 89.09% | 100% | 97.17% | 100%
[9 empty] | 11 | 2.0974 | 21 | 58 | 0 | 14 | 0 | 47.25 | 130.5 | 0 | 31.5 | 0 | 5851.875 | 6578.625 | 2405.75 | 5707.5833 | 4402.9583 | 11 | 91.8% | 90.89% | 100% | 97.71% | 100%
|  | HPWH COP Improvement | [6 empty] | 10 | 2.069 | 0 | 6 | 0 | 0 | 0 | 0 | 13.75 | 0 | 0 | 0 | 5851.875 | 6592.375 | 2405.75 | 5707.5833 | 4402.9583 | 10 | 91.8% | 91.08% | 100% | 97.71% | 100%
|  |  | Slow | Moderate Case | Rapid |  |  |  | 9 | 2.0405 | 12 | 44 | 0 | 16 | 0 | 28 | 102.6667 | 0 | 37.3333 | 0 | 5879.875 | 6695.0417 | 2405.75 | 5744.9167 | 4402.9583 | 9 | 92.24% | 92.5% | 100% | 98.35% | 100%
|  | 2030 | 108% | 117% | 127% |  |  |  | 8 | 2.0121 | 0 | 11 | 0 | 0 | 0 | 0 | 26.125 | 0 | 0 | 0 | 5879.875 | 6721.1667 | 2405.75 | 5744.9167 | 4402.9583 | 8 | 92.24% | 92.86% | 100% | 98.35% | 100%
|  | 2040 | 117% | 125% | 133% |  |  |  | 7 | 1.9836 | 27 | 36 | 0 | 15 | 0 | 65.25 | 87 | 0 | 36.25 | 0 | 5945.125 | 6808.1667 | 2405.75 | 5781.1667 | 4402.9583 | 7 | 93.26% | 94.06% | 100% | 98.97% | 100%
|  | Source | [6 empty] | 6 | 1.9552 | 0 | 4 | 0 | 0 | 0 | 0 | 9.8333 | 0 | 0 | 0 | 5945.125 | 6818 | 2405.75 | 5781.1667 | 4402.9583 | 6 | 93.26% | 94.2% | 100% | 98.97% | 100%
|  | NREL 2017. Electrification Futures Study: End-Use Electric Technology Cost and Performance Projections through 2050 | [6 empty] | 5 | 1.9267 | 15 | 23 | 0 | 3 | 0 | 37.5 | 57.5 | 0 | 7.5 | 0 | 5982.625 | 6875.5 | 2405.75 | 5788.6667 | 4402.9583 | 5 | 93.85% | 94.99% | 100% | 99.1% | 100%
|  | https://www.nrel.gov/docs/fy18osti/70485.pdf | [6 empty] | 4 | 1.8983 | 23 | 27 | 0 | 7 | 0 | 58.4583 | 68.625 | 0 | 17.7917 | 0 | 6041.0833 | 6944.125 | 2405.75 | 5806.4583 | 4402.9583 | 4 | 94.77% | 95.94% | 100% | 99.4% | 100%
[9 empty] | 3 | 1.8699 | 1 | 4 | 0 | 0 | 0 | 2.5833 | 10.3333 | 0 | 0 | 0 | 6043.6667 | 6954.4583 | 2405.75 | 5806.4583 | 4402.9583 | 3 | 94.81% | 96.08% | 100% | 99.4% | 100%
|  | HPWH COP Improvement: 2020 to 2040 | [6 empty] | 2 | 1.8414 | 29 | 7 | 0 | 5 | 0 | 76.125 | 18.375 | 0 | 13.125 | 0 | 6119.7917 | 6972.8333 | 2405.75 | 5819.5833 | 4402.9583 | 2 | 96% | 96.33% | 100% | 99.63% | 100%
|  |  | Selected | Slow | Moderate | Rapid |  |  | 1 | 1.813 | 0 | 1 | 0 | 0 | 0 | 0 | 2.6667 | 0 | 0 | 0 | 6119.7917 | 6975.5 | 2405.75 | 5819.5833 | 4402.9583 | 1 | 96% | 96.37% | 100% | 99.63% | 100%
|  | 2020 | 2.6 | 2.6 | 2.6 | 2.6 |  |  | 0 | 1.7845 | 15 | 9 | 0 | 6 | 0 | 40.625 | 24.375 | 0 | 16.25 | 0 | 6160.4167 | 6999.875 | 2405.75 | 5835.8333 | 4402.9583 | 0 | 96.64% | 96.71% | 100% | 99.9% | 100%
|  | 2021 | 2.6708 | 2.634 | 2.6708 | 2.6934 |  |  | -1 | 1.7561 | 2 | 1 | 0 | 0 | 0 | 5.5 | 2.75 | 0 | 0 | 0 | 6165.9167 | 7002.625 | 2405.75 | 5835.8333 | 4402.9583 | -1 | 96.73% | 96.75% | 100% | 99.9% | 100%
|  | 2022 | 2.7415 | 2.6679 | 2.7415 | 2.7868 |  |  | -2 | 1.7276 | 36 | 7 | 0 | 2 | 0 | 100.5 | 19.5417 | 0 | 5.5833 | 0 | 6266.4167 | 7022.1667 | 2405.75 | 5841.4167 | 4402.9583 | -2 | 98.3% | 97.02% | 100% | 100% | 100%
|  | 2023 | 2.8123 | 2.7019 | 2.8123 | 2.8803 |  |  | -3 | 1.6992 | 0 | 7 | 0 | 0 | 0 | 0 | 19.8333 | 0 | 0 | 0 | 6266.4167 | 7042 | 2405.75 | 5841.4167 | 4402.9583 | -3 | 98.3% | 97.29% | 100% | 100% | 100%
|  | 2024 | 2.8831 | 2.7359 | 2.8831 | 2.9737 |  |  | -4 | 1.6708 | 16 | 4 | 0 | 0 | 0 | 46 | 11.5 | 0 | 0 | 0 | 6312.4167 | 7053.5 | 2405.75 | 5841.4167 | 4402.9583 | -4 | 99.02% | 97.45% | 100% | 100% | 100%
|  | 2025 | 2.9539 | 2.7699 | 2.9539 | 3.0671 |  |  | -5 | 1.6423 | 11 | 8 | 0 | 0 | 0 | 32.0833 | 23.3333 | 0 | 0 | 0 | 6344.5 | 7076.8333 | 2405.75 | 5841.4167 | 4402.9583 | -5 | 99.53% | 97.77% | 100% | 100% | 100%
|  | 2026 | 3.0246 | 2.8038 | 3.0246 | 3.1605 |  |  | -6 | 1.6139 | 1 | 3 | 0 | 0 | 0 | 2.9583 | 8.875 | 0 | 0 | 0 | 6347.4583 | 7085.7083 | 2405.75 | 5841.4167 | 4402.9583 | -6 | 99.57% | 97.89% | 100% | 100% | 100%
|  | 2027 | 3.0954 | 2.8378 | 3.0954 | 3.2539 |  |  | -7 | 1.5854 | 7 | 4 | 0 | 0 | 0 | 21 | 12 | 0 | 0 | 0 | 6368.4583 | 7097.7083 | 2405.75 | 5841.4167 | 4402.9583 | -7 | 99.9% | 98.06% | 100% | 100% | 100%
|  | 2028 | 3.1662 | 2.8718 | 3.1662 | 3.3474 |  |  | -8 | 1.557 | 1 | 4 | 0 | 0 | 0 | 3.0417 | 12.1667 | 0 | 0 | 0 | 6371.5 | 7109.875 | 2405.75 | 5841.4167 | 4402.9583 | -8 | 99.95% | 98.23% | 100% | 100% | 100%
|  | 2029 | 3.237 | 2.9057 | 3.237 | 3.4408 |  |  | -9 | 1.5285 | 1 | 4 | 0 | 0 | 0 | 3.0833 | 12.3333 | 0 | 0 | 0 | 6374.5833 | 7122.2083 | 2405.75 | 5841.4167 | 4402.9583 | -9 | 100% | 98.4% | 100% | 100% | 100%
|  | 2030 | 3.042 | 2.808 | 3.042 | 3.302 |  |  | -10 | 1.5001 | 0 | 2 | 0 | 0 | 0 | 0 | 6.25 | 0 | 0 | 0 | 6374.5833 | 7128.4583 | 2405.75 | 5841.4167 | 4402.9583 | -10 | 100% | 98.48% | 100% | 100% | 100%
|  | 2031 | 3.0901 | 2.8165 | 3.0901 | 3.3983 |  |  | -11 | 1.4717 | 0 | 1 | 0 | 0 | 0 | 0 | 3.1667 | 0 | 0 | 0 | 6374.5833 | 7131.625 | 2405.75 | 5841.4167 | 4402.9583 | -11 | 100% | 98.53% | 100% | 100% | 100%
|  | 2032 | 3.1383 | 2.825 | 3.1383 | 3.4945 |  |  | -12 | 1.4432 | 0 | 4 | 0 | 0 | 0 | 0 | 12.8333 | 0 | 0 | 0 | 6374.5833 | 7144.4583 | 2405.75 | 5841.4167 | 4402.9583 | -12 | 100% | 98.71% | 100% | 100% | 100%
|  | 2033 | 3.1864 | 2.8335 | 3.1864 | 3.5908 |  |  | -13 | 1.4148 | 0 | 4 | 0 | 0 | 0 | 0 | 13 | 0 | 0 | 0 | 6374.5833 | 7157.4583 | 2405.75 | 5841.4167 | 4402.9583 | -13 | 100% | 98.89% | 100% | 100% | 100%
|  | 2034 | 3.2345 | 2.842 | 3.2345 | 3.687 |  |  | -14 | 1.3863 | 0 | 3 | 0 | 0 | 0 | 0 | 9.875 | 0 | 0 | 0 | 6374.5833 | 7167.3333 | 2405.75 | 5841.4167 | 4402.9583 | -14 | 100% | 99.02% | 100% | 100% | 100%
|  | 2035 | 3.2826 | 2.8505 | 3.2826 | 3.7833 |  |  | -15 | 1.3579 | 0 | 3 | 0 | 0 | 0 | 0 | 10 | 0 | 0 | 0 | 6374.5833 | 7177.3333 | 2405.75 | 5841.4167 | 4402.9583 | -15 | 100% | 99.16% | 100% | 100% | 100%
|  | 2036 | 3.3308 | 2.859 | 3.3308 | 3.8795 |  |  | -16 | 1.3294 | 0 | 2 | 0 | 0 | 0 | 0 | 6.75 | 0 | 0 | 0 | 6374.5833 | 7184.0833 | 2405.75 | 5841.4167 | 4402.9583 | -16 | 100% | 99.25% | 100% | 100% | 100%
|  | 2037 | 3.3789 | 2.8674 | 3.3789 | 3.9758 |  |  | -17 | 1.301 | 0 | 1 | 0 | 0 | 0 | 0 | 3.4167 | 0 | 0 | 0 | 6374.5833 | 7187.5 | 2405.75 | 5841.4167 | 4402.9583 | -17 | 100% | 99.3% | 100% | 100% | 100%
|  | 2038 | 3.427 | 2.8759 | 3.427 | 4.072 |  |  | -18 | 1.2726 | 0 | 2 | 0 | 0 | 0 | 0 | 6.9167 | 0 | 0 | 0 | 6374.5833 | 7194.4167 | 2405.75 | 5841.4167 | 4402.9583 | -18 | 100% | 99.4% | 100% | 100% | 100%
|  | 2039 | 3.4751 | 2.8844 | 3.4751 | 4.1683 |  |  | -19 | 1.2441 | 0 | 2 | 0 | 0 | 0 | 0 | 7 | 0 | 0 | 0 | 6374.5833 | 7201.4167 | 2405.75 | 5841.4167 | 4402.9583 | -19 | 100% | 99.49% | 100% | 100% | 100%
|  | 2040 | 3.1864 | 3.042 | 3.25 | 3.458 |  |  | -20 | 1.2157 | 0 | 0 | 0 | 0 | 0 | 0 | 0 | 0 | 0 | 0 | 6374.5833 | 7201.4167 | 2405.75 | 5841.4167 | 4402.9583 | -20 | 100% | 99.49% | 100% | 100% | 100%
[9 empty] | -21 | 1.1872 | 0 | 2 | 0 | 0 | 0 | 0 | 7.1667 | 0 | 0 | 0 | 6374.5833 | 7208.5833 | 2405.75 | 5841.4167 | 4402.9583 | -21 | 100% | 99.59% | 100% | 100% | 100%
[9 empty] | -22 | 1.1588 | 0 | 3 | 0 | 0 | 0 | 0 | 10.875 | 0 | 0 | 0 | 6374.5833 | 7219.4583 | 2405.75 | 5841.4167 | 4402.9583 | -22 | 100% | 99.74% | 100% | 100% | 100%
[9 empty] | -23 | 1.1303 | 0 | 2 | 0 | 0 | 0 | 0 | 7.3333 | 0 | 0 | 0 | 6374.5833 | 7226.7917 | 2405.75 | 5841.4167 | 4402.9583 | -23 | 100% | 99.84% | 100% | 100% | 100%
[9 empty] | -24 | 1.1019 | 0 | 0 | 0 | 0 | 0 | 0 | 0 | 0 | 0 | 0 | 6374.5833 | 7226.7917 | 2405.75 | 5841.4167 | 4402.9583 | -24 | 100% | 99.84% | 100% | 100% | 100%
[9 empty] | -25 | 1.0735 | 0 | 1 | 0 | 0 | 0 | 0 | 3.75 | 0 | 0 | 0 | 6374.5833 | 7230.5417 | 2405.75 | 5841.4167 | 4402.9583 | -25 | 100% | 99.9% | 100% | 100% | 100%
[9 empty] | -26 | 1.045 | 0 | 2 | 0 | 0 | 0 | 0 | 7.5833 | 0 | 0 | 0 | 6374.5833 | 7238.125 | 2405.75 | 5841.4167 | 4402.9583 | -26 | 100% | 100% | 100% | 100% | 100%
[9 empty] | -27 | 1.0166 | 0 | 0 | 0 | 0 | 0 | 0 | 0 | 0 | 0 | 0 | 6374.5833 | 7238.125 | 2405.75 | 5841.4167 | 4402.9583 | -27 | 100% | 100% | 100% | 100% | 100%
COP Methodology:
Heating COP for ASHP:
We developed a COP performance curve for ASHPs based on historical, in-field studies of heat pumps. More specifically, we developed a COP performance curve based on the performance of many cold climate minisplit heat pumps evaluated in a 2016 in-field study by Cadmus. We applied this performance curve to temperature data for each hour for each geographic location in our study and then adjuted the calculated COP for each hour to take into account the difference in performance between minisplit heat pumps and ducted heat pumps, assuming a 50/50 share for these two types of heat pumps.
Heating COP for HPWH:
We developed estimates of HPWH performance data from NRDC-commissioned analysis by Ecotape. https://www.nrdc.org/bio/pierre-delforge/very-cool-heat-pump-water-heaters-save-energy-and-money
COP estimates are adjusted based on a 117% performance scaler which reflects technology improvements since the original study was conducted.

## ICF RNG Tables
Source: ICF 2019 Renewable Sources of Natural Gas: Supply and Emissions Reduction Assessment. Available at: https://www.gasfoundation.org/wp-content/uploads/2019/12/AGF-2019-RNG-Study-Full-Report-FINAL-12-18-19.pdf
Low Resource Potential Scenario
Table 4: Low Resource Potential for RNG in 2040, tBtu/yr
Feedstock | New England | MidAtlantic | East North Central | West North Central | South Atlantic | East South Central | West South Central | Mountain | Pacific | Total
RNG from biogenic or renewable resources
LFG | 12.2 | 52.2 | 97.6 | 27 | 83.4 | 35.2 | 60.6 | 36.2 | 86 | 490.4
Animal Manure | 8 | 12.1 | 30.3 | 44.5 | 31.7 | 18.9 | 36 | 28.7 | 21 | 231.2
WRRF | 1.1 | 4.5 | 5.5 | 1.3 | 3.4 | 1 | 2 | 1.2 | 4 | 24
Food Waste | 1.8 | 5 | 5.7 | 1.9 | 6 | 0.8 | 1.4 | 0.9 | 5.6 | 29.2
Sub-Total, AD | 24.2 | 79.1 | 147.8 | 76.3 | 129.5 | 56.4 | 104.7 | 69.1 | 125.8 | 812.8
Ag Res | 0 | 3.7 | 57 | 144.4 | 10 | 2.9 | 10.7 | 10.9 | 14.9 | 254.6
Forest Res | 3.6 | 4.8 | 9.7 | 6.5 | 37.6 | 20.6 | 16.3 | 2.7 | 6.8 | 108.6
Energy Crops | 0.2 | 2.2 | 1.5 | 35.4 | 18.1 | 9.3 | 56.5 | 0.2 | 0 | 123.4
Sub-Total, TG | 3.8 | 10.7 | 68.2 | 186.3 | 65.7 | 32.8 | 83.5 | 13.8 | 21.7 | 486.6
Renewable gas from MSW
MSW | 14.4 | 40.6 | 45.9 | 17.7 | 56.9 | 11.2 | 15.3 | 8.8 | 45.4 | 256.2
RNG from P2G / Methanation
P2G / Methanation | [9 empty] | 357.7
Totals | 42.3 | 130.5 | 261.8 | 280.4 | 252.1 | 100.3 | 203.4 | 91.7 | 192.9 | 1913.2
Source: ICF 2019 Renewable Sources of Natural Gas: Supply and Emissions Reduction Assessment. Available at: https://www.gasfoundation.org/wp-content/uploads/2019/12/AGF-2019-RNG-Study-Full-Report-FINAL-12-18-19.pdf
High Resource Potential Scenario
Table 5: Low Resource Potential for RNG in 2040, tBtu/yr
Feedstock | New England | MidAtlantic | East North Central | West North Central | South Atlantic | East South Central | West South Central | Mountain | Pacific | Total
RNG from biogenic or renewable resources
LFG | 20.9 | 89.8 | 166.8 | 46.5 | 141.8 | 60 | 102.1 | 61.8 | 146.8 | 836.5
Animal Manure | 16 | 24.2 | 60.6 | 88.9 | 63.4 | 37.7 | 71.9 | 57.5 | 42.1 | 462.3
WRRF | 1.6 | 6.3 | 6.6 | 2 | 5.1 | 1.6 | 3.1 | 1.7 | 5.5 | 33.5
Food Waste | 3.1 | 8.8 | 9.9 | 4.1 | 13.1 | 4.2 | 8 | 2.9 | 9.8 | 63.9
Sub-Total, AD | 42.4 | 133.6 | 250.9 | 142.3 | 226.6 | 102.6 | 189.2 | 125 | 212.6 | 1425.3
Ag Res | 0.1 | 9.2 | 142.6 | 361 | 26.9 | 7.3 | 28.8 | 27.3 | 37.3 | 640.5
Forest Res | 7.3 | 9.7 | 19.3 | 13 | 75.2 | 41.3 | 37.1 | 19.3 | 13.6 | 235.8
Energy Crops | 0.5 | 9.4 | 64.4 | 260 | 77.3 | 91.6 | 330.5 | 3.9 | 0 | 837.6
Sub-Total, TG | 7.9 | 28.3 | 226.3 | 634 | 179.4 | 140.2 | 396.4 | 50.5 | 50.9 | 1713.9
Renewable gas from MSW
MSW | 32.4 | 91.6 | 103.4 | 46.1 | 136.3 | 43.2 | 83.2 | 50.1 | 108.5 | 694.8
RNG from P2G / Methanation
P2G / Methanation | [9 empty] | 678.7
Totals | 80.5 | 245.2 | 569.4 | 819.4 | 532 | 283.5 | 658.1 | 222.5 | 359.4 | 4512.6
Source: Study on the Use of Biofuels (Renewable Natural Gas) in the Greater Washington DC Metro Area, ICF 2020
Table 33. Summary of Cost Ranges by Feedstock Type
| $2018/MMBtu |  | 2022 $/MMBtu |  |  | Assuming costs are in 2018 $, converting to 2022
| Low | High | Low | High |  | Inflation adjustment: 2018 to 2022 | 15.3% | using GDP inflator value
LFG | 7.1 | 19 | 8.1863 | 21.907
Animal Manure | 18.4 | 32.6 | 21.2152 | 37.5878
WRRF | 7.4 | 26.1 | 8.5322 | 30.0933
Food Waste | 19.4 | 28.3 | 22.3682 | 32.6299
Ag Res | 18.3 | 27.4 | 21.0999 | 31.5922
Forest Res | 17.3 | 29.2 | 19.9469 | 33.6676
Energy Crops | 18.3 | 31.2 | 21.0999 | 35.9736
MSW | 17.3 | 44.2 | 19.9469 | 50.9626

## UtilityNatGasAllocation
Utility RNG Potential Allocation Factors
Western Region |  | (Volume, Mcf) | States and Utilities
State |  | Total Delivery Volume | State | Gas Utility | Official name | Residential Volume | Allocation %
AK | Alaska | 96100151 | Colorado | Xcel Gas | PUB SERVICE CO OF COLORADO | 95416268 | 0.7527%
WA | Washington | 342985755 | Colorado | Black Hills Gas | BLACK HILLS ENERGY | 16493649 | 0.1301%
OR | Oregon | 281595748 | Nevada | Southwest Gas | SOUTHWEST GAS CORPORATION | 34637854 | 0.2732%
CA | California | 1942705003 | Nevada | NV Energy Gas | SIERRA PACIFIC POWER COMPANY | 10210324 | 0.08054%
HI | Hawaii | 2781338 | New Mexico | NM Gas | NEW MEXICO GAS COMPANY | 30129755 | 0.2377%
MT | Montana | 76249897 | New Mexico | -
ID | Idaho | 125953415
WY | Wyoming | 82504133
UT | Utah | 229519975
NV | Nevada | 287238219
CO | Colorado | 437544455
AZ | Arizona | 502129103
NM | New Mexico | 176937090
TX | Texas | 4049307878
OK | Oklahoma | 560690212
AR | Arkansas | 347421456
LA | Louisiana | 1389878362
ND | North Dakota | 77479285
MN | Minnesota | 474587059
SD | South Dakota | 84534355
NE | Nebraska | 170766989
IA | Iowa | 398601241
KS | Kansas | 259086312
MO | Missouri | 280304643
Total |  | 12676902074
EIA Form 176: Natural Gas Deliveries, 2021
Source: https://www.eia.gov/naturalgas/ngqs/#?year1=2021&year2=2021&company=Name
We used EIA Form 176 Natural Gas Deliveries, 2021 to calculate the total delivery volume for the Western region, across all sectors (residential, commercial, industrial, electric power, and vehicle fuel). We used the same data set to get the total volume of residential natural gas deliveries for each gas utility studied in this analysis. We divided the utility residential natural gas deliveries by the total western natural gas deliveries to get an allocation factor (%) by which to scale RNG potential by utility residential consumption.

## UtilityInputs
Electric Utility Grid Emissions Rates
State | Utility | Unit | 2022 | 2023 | 2024 | 2025 | 2026 | 2027 | 2028 | 2029 | 2030 | 2031 | 2032 | 2033 | 2034 | 2035 | 2036 | 2037 | 2038 | 2039 | 2040 | 2041 | 2042 | 2043 | 2044 | 2045 | 2046 | 2047 | 2048 | 2049
Colorado | Xcel Electric | tons/MWh | 0.39809 | 0.30925 | 0.4116 | 0.3384 | 0.20692 | 0.18321 | 0.16382 | 0.12226 | 0.10897 | 0.083944 | 0.083112 | 0.07954 | 0.076749 | 0.072566 | 0.070164 | 0.068308 | 0.068965 | 0.066908 | 0.066723 | 0.05301 | 0.044695 | 0.037695 | 0.032601 | 0.026553 | 0.020683 | 0.015352 | 0.010185 | 0.0051856
Colorado | Tri-State | tons/MWh | 0 | 0.79348 | 0.74433 | 0.42201 | 0.35831 | 0.31045 | 0.26653 | 0.20251 | 0.10651 | 0.10438 | 0.10229 | 0.10024 | 0.098238 | 0.096274 | 0.094348 | 0.092461 | 0.090612 | 0.0888 | 0.087024 | 0 | 0 | 0 | 0 | 0 | 0 | 0 | 0 | 0
Nevada | NV Energy Electric | tons/MWh | 0.36001 | 0.38123 | 0.33468 | 0.29944 | 0.2543 | 0.23995 | 0.22934 | 0.21761 | 0.17995 | 0.17988 | 0.17465 | 0.1687 | 0.15136 | 0.14608 | 0.13419 | 0.1343 | 0.13599 | 0.13166 | 0.13089 | 0.12538 | 0.11694 | 0.10504 | 0.10173 | 0.094144 | 0.094262 | 0.078868 | 0.081249 | 0.07274
New Mexico | PNM | tons/MWh | 0.33 | 0.2215 | 0.2065 | 0.12 | 0.1225 | 0.122 | 0.121 | 0.1195 | 0.116 | 0.1155 | 0.0905 | 0.092 | 0.0915 | 0.097 | 0.097 | 0.1 | 0.0995 | 0.0785 | 0 | 0 | 0 | 0 | 0 | 0 | 0 | 0 | 0 | 0
|  | Utility | 2022 | 2023 | 2024 | 2025 | 2026 | 2027 | 2028 | 2029 | 2030 | 2031 | 2032 | 2033 | 2034 | 2035 | 2036 | 2037 | 2038 | 2039 | 2040
|  | Xcel Electric | 0.36115 | 0.28055 | 0.3734 | 0.30699 | 0.18772 | 0.16621 | 0.14862 | 0.11091 | 0.098859 | 0.076154 | 0.075398 | 0.072158 | 0.069626 | 0.065831 | 0.063653 | 0.061969 | 0.062565 | 0.060699 | 0.060531
|  | Tri-State | 0 | 0.71984 | 0.67525 | 0.38284 | 0.32506 | 0.28164 | 0.2418 | 0.18372 | 0.096622 | 0.09469 | 0.092796 | 0.09094 | 0.089121 | 0.087339 | 0.085592 | 0.08388 | 0.082203 | 0.080559 | 0.078947
|  | NV Energy Electric | 0.3266 | 0.34585 | 0.30362 | 0.27165 | 0.2307 | 0.21768 | 0.20806 | 0.19741 | 0.16325 | 0.16319 | 0.15845 | 0.15304 | 0.13732 | 0.13252 | 0.12174 | 0.12183 | 0.12337 | 0.11944 | 0.11874
|  | PNM | 0.29937 | 0.20094 | 0.18734 | 0.10886 | 0.11113 | 0.11068 | 0.10977 | 0.10841 | 0.10523 | 0.10478 | 0.082101 | 0.083462 | 0.083008 | 0.087998 | 0.087998 | 0.090719 | 0.090266 | 0.071215 | 0

## ElectricUtilityGridEmissions
Emission Rates
State | Utility | Value | Unit | 2021 | 2022 | 2023 | 2024 | 2025 | 2026 | 2027 | 2028 | 2029 | 2030 | 2031 | 2032 | 2033 | 2034 | 2035 | 2036 | 2037 | 2038 | 2039 | 2040 | 2041 | 2042 | 2043 | 2044 | 2045 | 2046 | 2047 | 2048 | 2049
Colorado | Xcel Energy | Emission rate | lbs/MWh |  | 796.1822 | 618.5006 | 823.1961 | 676.7974 | 413.8472 | 366.4239 | 327.6378 | 244.5149 | 217.9435 | 167.8886 | 166.2235 | 159.0805 | 153.4983 | 145.1314 | 140.3286 | 136.6158 | 137.9309 | 133.8166 | 133.4459 | 106.0208 | 89.3908 | 75.3893 | 65.2023 | 53.1056 | 41.366 | 30.7037 | 20.37 | 10.3711
Colorado | Tri-State | Emission rate | lbs/MWh |  |  | 1586.9592 | 1488.6574 | 844.0149 | 716.6206 | 620.9028 | 533.0647 | 405.0238 | 213.0134 | 208.7531 | 204.5781 | 200.4865 | 196.4768 | 192.5473 | 188.6963 | 184.9224 | 181.2239 | 177.5995 | 174.0475
Nevada | NV Energy | Emission rate | lbs/MWh |  | 720.0123 | 762.455 | 669.3653 | 598.8772 | 508.6011 | 479.9078 | 458.6844 | 435.2105 | 359.894 | 359.7646 | 349.3082 | 337.4003 | 302.7254 | 292.1554 | 268.3885 | 268.5927 | 271.9825 | 263.3213 | 261.7814 | 250.7665 | 233.8768 | 210.0858 | 203.4693 | 188.2886 | 188.5243 | 157.735 | 162.499 | 145.4806 | 131.8862 | 132.2293
New Mexico | PNM | Emission rate | lbs/MWh | 1049 | 660 | 443 | 413 | 240 | 245 | 244 | 242 | 239 | 232 | 231 | 181 | 184 | 183 | 194 | 194 | 200 | 199 | 157
Emissions
State | Utility | Value | Unit | 2021 | 2022 | 2023 | 2024 | 2025 | 2026 | 2027 | 2028 | 2029 | 2030 | 2031 | 2032 | 2033 | 2034 | 2035 | 2036 | 2037 | 2038 | 2039 | 2040 | 2041 | 2042 | 2043 | 2044 | 2045 | 2046 | 2047 | 2048 | 2049
Colorado | Xcel Energy | Emissions | short tons | 16534119 | 13541865 | 10485440 | 14163089 | 11853429 | 7192664 | 6505306 | 5964483 | 4555312 | 4177323 | 3313702 | 3397608 | 3344269 | 3309500 | 3200511 | 3164832 | 3147627 | 3251169 | 3222905 | 3278366 | 2649566 | 2273029 | 1897624 | 1668428 | 1379178 | 1091586 | 823427 | 555510 | 286596
Energy
State | Utility | Value | Unit | 2021 | 2022 | 2023 | 2024 | 2025 | 2026 | 2027 | 2028 | 2029 | 2030 | 2031 | 2032 | 2033 | 2034 | 2035 | 2036 | 2037 | 2038 | 2039 | 2040 | 2041 | 2042 | 2043 | 2044 | 2045 | 2046 | 2047 | 2048 | 2049
Colorado | Xcel Energy | Energy | GWh |  | 34017 | 33906 | 34410 | 35028 | 34760 | 35507 | 36409 | 37260 | 38334 | 39475 | 40880 | 42045 | 43121 | 44105 | 45106 | 46080 | 47142 | 48169 | 49134 | 49982 | 50856 | 50342 | 51177 | 51941 | 52777 | 53637 | 54542 | 55268 | 56532
New Mexico | PNM | Energy | GWh | 9786 | 10133 | 10312 | 10585 | 10841 | 11260 | 11419 | 11465 | 11505 | 11510 | 11525 | 11560 | 11499 | 11459 | 11426 | 11498 | 11456 | 11435 | 11494 | 11560
References
Data provided by WRA: https://synapseenergyeconomics.box.com/s/d6ndhruorg2n43xycrmhhs1v5a4sahtf
State | Utility | Value | Source | 2021: Additional Notes
Colorado | Xcel Energy | Emissions (short tons) | Proceeding 21A-0141E Attachment D - Modeling Summary. Table 1 | 2021: Carbon emissions reflect the Revised Settlement, portfolio SCC 10-RSA (April 2022)
Colorado | Xcel Energy | Energy (GWh) | Proceeding 21A-0141E UPDATED MODELING INPUTS & ASSUMPTIONS, 2021 Electric Resource Plan and Clean Energy Plan. Phase II. November 29, 2022. | 2021: Data reflects the Base forecast (updated), table 2.14-1. The text notes: "The load forecast was updated from Phase I of the ERP to Phase II. Both the energy and peak demands are higher than the Base forecast used in Phase I. Key drivers of the increase are the incorporation of the Company’s Beneficial Electrification programs used in the DSM Strategic Issues filing and the addition of a new, large transmission-level customer that was not included in the Phase I forecast. The updated forecast also includes more embedded beneficial electrification than the forecast used in Phase I." And a second note, from the ERP, Volume 2, p. 28: "The Base forecast also assumes the electrification of homes continues at the current pace and the rate of electric vehicle (“EV”) adoption increases over time."
Colorado | Xcel Energy | Emissions rate (lbs/MWh) | Calculated
Nevada | NV Energy | Emission Rate | Proceeding 22-11032, NV Energy's Joint IRP Application, Fourth Amendment. Economic Analysis Narrative figures. | 2021: Geo BESS + South CT: CO2 Intensity
New Mexico | PNM | Energy (GWh) | PNM 2020 - 2040 IRP, Appendices. Summary of Load Forecasts Table C-1. | 2021: "Current Trends & Policy" scenario. Note that PNM presents load forecasts for additional scenarios, including high building electrification loads.
New Mexico | PNM | Emission Rate | PNM 2020 - 2040 IRP, Appendices. Appendix J, Key Annual Metrics. "Technology Neutral" "Current Trends and Policies" scenario, with no sensitivity. Page J-3.
Data provided by WRA: https://synapseenergyeconomics.box.com/s/nxljfcpeqjekmn4arqzp4cwy31xgu3uo
State | Utility | Value | Source | 2021: Additional Notes
Colorado | Tri-State | Emission rate (lbs/MWh) | Proceeding 20A-0528E, Electric Resource Plan, Phase II. Attachment A-APCD Verification Portfolio 1RevPP_PUBLIC | 2021: Tri-State G&T Emissions Intensity of Electricity
Note: Tri-state emissions assumed to decline by 2% per year 2031-2040, based on historical data

## UtilityRebates
Summary of Utility Space and Water Heating Equipment Rebates
State | Utility | Electric or Gas | Equipment Type | High |  | Low
Colorado | Xcel Energy | Electric | Space Heat: ASHP, mini split | 2200 | 1125 | 500
Colorado | Xcel Energy | Gas | Space Heat: Furnace, boiler | 350 | 300 | 250
Colorado | Black Hills Gas | Gas | Space Heat: Furnace, boiler | 1500 | 350 | 35
Colorado | Tri-state | Electric | Space Heat: ASHP, mini split | 2400 |  | 1800
Nevada | NV Energy | Electric | Space Heat: ASHP, mini split | 4000 | 2250 | 600
Nevada | NV Energy | Gas | Space Heat: Furnace, boiler | 0 | - | 0
New Mexico | PNM | Electric | Space Heat: ASHP, mini split | 575 | 465 | 355
New Mexico | NM Gas | Gas | Space Heat: Furnace, boiler | 375 | - | 200
Colorado | Xcel Energy | Electric | Water Heat: HPHW | 800 | - | 600
Colorado | Xcel Energy | Gas | Water Heat: tankless water heater | 100 | - | 50
Colorado | Black Hills Gas | Gas | Water Heat: tankless water heater | 85 |  | 50
Colorado | Tri-state | Electric | Water Heat: HPHW | 350
Nevada | NV Energy | Electric | Water Heat: HPHW | 600 | - | -
Nevada | Southwest Gas | Gas | Water Heat: tankless water heater | 225 | - | -
New Mexico | PNM | Electric | Water Heat: HPHW | 825 | 300 | 165
New Mexico | NM Gas | Gas | Water Heat: tankless water heater | 300 | 225 | 100
Space Heating
State | Utility | Electric or Gas | Type of Rebate | Amount of Rebate | Notes | Source
Colorado | Xcel Energy | Electric | High efficiency ASHP | 800 | Efficiency Minimums: 15+ Seasonal Energy Efficiency Ratio (SEER), 11.5+ Energy Efficiency Ratio (EER), 9+ Heating Seasonal Performance Factor (HSPF) | Source: https://co.my.xcelenergy.com/s/residential/heating-cooling/heat-pumps
Colorado | Xcel Energy | Electric | High efficiency ASHP | 1650 |  | WRA
Colorado | Xcel Energy | Electric | Cold climate ASHP | 1000 | Efficiency Minimums: 18+ SEER, 11.5+ EER, 9.5 Heating Seasonal Performance Factor (HSPF) Additional Requirements: The unit must be listed on ashp.neep.org opens in a new windowand must have a heating capacity at 5°F of at least 70% of the heating BTU at 47°F. | Source: https://co.my.xcelenergy.com/s/residential/heating-cooling/heat-pumps
Colorado | Xcel Energy | Electric | Cold climate ASHP | 2200 |  | WRA
Colorado | Xcel Energy | Electric | Mini split HP | 500 | Efficiency Minimums: 15+ SEER, 11+ EER, 9+ HSPF | Source: https://co.my.xcelenergy.com/s/residential/heating-cooling/heat-pumps
Colorado | Xcel Energy | Electric | Cold climate mini split | 600 | Efficiency Minimums: 18+ SEER, 11+ EER, 9.5+ HSPF | Source: https://co.my.xcelenergy.com/s/residential/heating-cooling/heat-pumps
Colorado | Xcel Energy | Gas | 95% AFUE efficient furnace | 300 |  | Source: https://co.my.xcelenergy.com/s/residential/heating-cooling/heat-pumps
Colorado | Xcel Energy | Gas | 95% AFUE efficient gas boiler | 250 |  | Source: https://co.my.xcelenergy.com/s/residential/heating-cooling/heat-pumps
Colorado | Xcel Energy | Gas | 95% AFUE efficient natural gas boiler and sidearm water heater | 350 |  | Source: https://co.my.xcelenergy.com/s/residential/heating-cooling/heat-pumps
Colorado | Tri-State | Electric | Efficient Air-source heat pump | 1800 | Required HSPF >= 9.0 and SEER >= 1. Size > 2 tons, not to exceed 50% equipment cost | Source: https://tristate.coop/advantages-heat-pumps-energy-efficiency
Colorado | Tri-State | Electric | Cold climate ASHP | 2400 | HSPF >= 10.0 and SEER >= 16; variable speed compressor or a minimum of 3 stages (settings for fan speed). Size > 2 tons, not to exceed 50% equipment cost | Source: https://tristate.coop/advantages-heat-pumps-energy-efficiency
Colorado | Black Hills Gas | Gas | furnace | 300 | ≥ 95% AFUE | Source: https://www.blackhillsenergy.com/efficiency-and-savings/residential-rebates/colorado-gas-residential-rebates
Colorado | Black Hills Gas | Gas | furnace | 350 | ≥ 97% AFUE | Source: https://www.blackhillsenergy.com/efficiency-and-savings/residential-rebates/colorado-gas-residential-rebates
Colorado | Black Hills Gas | Gas | boiler | 35 | ≥ 84% AFUE | Source: https://www.blackhillsenergy.com/efficiency-and-savings/residential-rebates/colorado-gas-residential-rebates
Colorado | Black Hills Gas | Gas | gas fired absorption heat pump | 1500 |  | Source: https://www.blackhillsenergy.com/efficiency-and-savings/residential-rebates/colorado-gas-residential-rebates
New Mexico | NM Gas | Gas | Furnace - replacing existing | 275 | 92%–94.9% | https://nmgcgetrebates.com/space-heating-rebates
New Mexico | NM Gas | Gas | Furnace - replacing existing | 325 | 95%–96.9% | https://nmgcgetrebates.com/space-heating-rebates
New Mexico | NM Gas | Gas | Furnace - replacing existing | 375 | 97% or greater | https://nmgcgetrebates.com/space-heating-rebates
New Mexico | NM Gas | Gas | Furnace - new construction | 200 | 92%–94.9% | https://nmgcgetrebates.com/space-heating-rebates
New Mexico | NM Gas | Gas | Furnace - new construction | 250 | 95%–96.9% | https://nmgcgetrebates.com/space-heating-rebates
New Mexico | NM Gas | Gas | Furnace - new construction | 300 | 97% or greater | https://nmgcgetrebates.com/space-heating-rebates
New Mexico | PNM | Electric | Tier 1 HP | 355 |  | Source: WRA
New Mexico | PNM | Electric | Tier 2 HP | 465 |  | Source: WRA
New Mexico | PNM | Electric | Tier 3 HP | 575 |  | Source: WRA
Nevada | NV Energy | Electric | ASHP | 600 | 15.2 SEER2/7.8 HSPF2 | https://www.nvenergy.com/save-with-powershift/home-energy-saver/residential-ac-and-mid-stream/residential-air-conditioning
Nevada | NV Energy | Electric | ASHP | 1200 | 17.2 SEER2/8 HSPF3 | https://www.nvenergy.com/save-with-powershift/home-energy-saver/residential-ac-and-mid-stream/residential-air-conditioning
Nevada | NV Energy | Electric | ASHP | 2400 | 19.1 SEER2/9 HSPF4 | https://www.nvenergy.com/save-with-powershift/home-energy-saver/residential-ac-and-mid-stream/residential-air-conditioning
Nevada | NV Energy | Electric | Income qualified ASHP | 2000 | 15.2 SEER2/7.8 HSPF2 | https://www.nvenergy.com/save-with-powershift/home-energy-saver/residential-ac-and-mid-stream/residential-air-conditioning
Nevada | NV Energy | Electric | Income qualified ASHP | 3000 | 17.2 SEER2/8 HSPF3 | https://www.nvenergy.com/save-with-powershift/home-energy-saver/residential-ac-and-mid-stream/residential-air-conditioning
Nevada | NV Energy | Electric | Income qualified ASHP | 4000 | 19.1 SEER2/9 HSPF4 | https://www.nvenergy.com/save-with-powershift/home-energy-saver/residential-ac-and-mid-stream/residential-air-conditioning
Nevada | NV Energy | Electric | Ductless heat pump replacement or supplemental | 1600 | 18 SEER2/9 HSPF2 | https://www.nvenergy.com/save-with-powershift/home-energy-saver/residential-ac-and-mid-stream/residential-air-conditioning
Nevada | NV Energy | Electric | Income-qualified ductless heat pump replacement or supplemental | 3200 | 18 SEER2/9 HSPF2 | https://www.nvenergy.com/save-with-powershift/home-energy-saver/residential-ac-and-mid-stream/residential-air-conditioning
Water Heating
State | Utility | Electric or Gas | Type of Rebate | Amount of Rebate | Notes | Source
Nevada | NV Energy | Electric | HPHW | 600 | UEF of 2.2. NVE requirement: The equipment must replace an electric powered water heating system. Gas-fueled water heaters are not eligible. | https://www.nvenergy.com/save-with-powershift/home-energy-saver/residential-ac-and-mid-stream/water-heating
Nevada | Southwest Gas | Gas | Tankless water heater | 225 | Uniform Energy Factor (UEF) > 0.90 | https://www.swgas.com/en/rebate/nevada-whole-home-tankless-water-heater-homeowner/renter
New Mexico | PNM | Electric | HPWH | 300 | No add'l details available on the webpage | https://pnmhomecheckup-6859278.hs-sites.com/additional
New Mexico | PNM | Electric | HPWH | 825 | <= 55 Gal | Source: WRA
New Mexico | PNM | Electric | HPWH | 165 | > 55 Gal | Source: WRA
New Mexico | NM Gas | Gas | Tankless water heater - replacing existing | 300 | UEF .87 or higher, replacing existing | https://nmgcgetrebates.com/water-heating-rebates
New Mexico | NM Gas | Gas | Tankless water heater - new construction | 225 | UEF .87 or higher, new construction | https://nmgcgetrebates.com/water-heating-rebates
New Mexico | NM Gas | Gas | Tank, < 55 gallons - replacing existing | 115 | UEF .64 or higher, replacing existing | https://nmgcgetrebates.com/water-heating-rebates
New Mexico | NM Gas | Gas | Tank, > 55 gallons - replacing existing | 115 | UEF .78 or higher, replacing existing | https://nmgcgetrebates.com/water-heating-rebates
New Mexico | NM Gas | Gas | Tank, < 55 gallons - new construction | 100 | UEF .64 or higher, new construction | https://nmgcgetrebates.com/water-heating-rebates
New Mexico | NM Gas | Gas | Tank, > 55 gallons - new construction | 100 | UEF .78 or higher, new construction | https://nmgcgetrebates.com/water-heating-rebates
Colorado | Black Hills Gas | Gas | standard storage tank heater | 50 | >= 0.64 UEF | Source: https://www.blackhillsenergy.com/efficiency-and-savings/residential-rebates/colorado-gas-residential-rebates
Colorado | Black Hills Gas | Gas | tankless | 80 | >= 0.92 UEF | Source: https://www.blackhillsenergy.com/efficiency-and-savings/residential-rebates/colorado-gas-residential-rebates
Colorado | Black Hills Gas | Gas | Indirect water heater (?) | 85 | <70 gal, AHRI certified | Source: https://www.blackhillsenergy.com/efficiency-and-savings/residential-rebates/colorado-gas-residential-rebates
Colorado | Xcel Energy | Electric | Electric heat pump water heater | 600 |  | Source: https://co.my.xcelenergy.com/s/residential/home-rebates/water-heaters
Colorado | Xcel Energy | Electric | Smart electric heat pump water heater | 800 |  | Source: https://co.my.xcelenergy.com/s/residential/home-rebates/water-heaters
Colorado | Tri-State | Electric | HPWH | 350 |  | Source: WRA
Colorado | Xcel Energy | Gas | Gas - Medium draw standard tank water heater | 50 |  | Source: https://co.my.xcelenergy.com/s/residential/home-rebates/water-heaters
Colorado | Xcel Energy | Gas | high draw standard tank water heater | 50 |  | Source: https://co.my.xcelenergy.com/s/residential/home-rebates/water-heaters
Colorado | Xcel Energy | Gas | tankless water heater | 100 |  | Source: https://co.my.xcelenergy.com/s/residential/home-rebates/water-heaters
References
Data provided by WRA: https://synapseenergyeconomics.box.com/s/76p0k8yxzqhm33c140ivvdxlmqnq4e7j

## GasHeatingPotential
Residential Natural Gas Space and Water Heating Demand by Utility
State | Gas Utility | Official name |  | Space Heat Customers | Space Heat Demand | Water Heat Customers | Water Heat Demand | Sum Space+Water Demand
Colorado | Xcel Gas | PUB SERVICE CO OF COLORADO |  | 1242425.9472 | 65145.741 | 1191113.5181 | 12633.3984 | 77779.1393
Colorado | Black Hills Gas | BLACK HILLS ENERGY |  | 170067.5992 | 8856.9067 | 163043.7748 | 1660.2465 | 10517.1533
Nevada | Southwest Gas | SOUTHWEST GAS CORPORATION |  | 621810.3193 | 10925.4999 | 665317.2658 | 5293.3485 | 16218.8485
Nevada | NV Energy Gas | SIERRA PACIFIC POWER COMPANY |  | 133311.0517 | 6896.0219 | 142638.5855 | 1612.2531 | 8508.275
New Mexico | NM Gas | NEW MEXICO GAS COMPANY |  | 443815.4696 | 17751.3042 | 438288.5024 | 4459.7713 | 22211.0756
Natural Gas Utility Space Heating Demand
State | Gas Utility | Electric Utility | County | Space Heating % customers | Gas Utility Total Residential Customers | Residential Customers Primary Gas Heat | Residential Space Heating Demand (Bbtu)
Colorado | Xcel Gas | Xcel | Denver | 92.6% | 1341725 | 1242425.9472 | 65145.741
Colorado | Black Hills Gas | Tri-State | Weld | 92.6% | 183660 | 170067.5992 | 8856.9067
Nevada | Southwest Gas | NV Energy | Clark | 81.82% | 759959 | 621810.3193 | 10925.4999
Nevada | NV Energy Gas | NV Energy | Washoe | 81.82% | 162929 | 133311.0517 | 6896.0219
New Mexico | NM Gas | PNM | Bernalillo | 88.66% | 500559 | 443815.4696 | 17751.3042
Natural Gas Utility Water Heating Demand
State | Gas Utility | Electric Utility | County | Water heating % customers | Gas Utility Total Residential Customers | Residential Customers Primary Gas Water Heat | Residential Water Heating Demand (Bbtu)
Colorado | Xcel Gas | Xcel | Denver | 88.77% | 1341725 | 1191113.5181 | 12633.3984
Colorado | Black Hills Gas | Tri-State | Weld | 88.77% | 183660 | 163043.7748 | 1660.2465
Nevada | Southwest Gas | NV Energy | Clark | 87.55% | 759959 | 665317.2658 | 5293.3485
Nevada | NV Energy Gas | NV Energy | Washoe | 87.55% | 162929 | 142638.5855 | 1612.2531
New Mexico | NM Gas | PNM | Bernalillo | 87.56% | 500559 | 438288.5024 | 4459.7713
[9 empty] | State | Gas Utility | Total Residential Space Heating Demand | Total Residential Water Heating Demand
[9 empty] | Colorado | Xcel Gas | 65145.741 | 12633.3984
[9 empty] | Colorado | Black Hills Gas | 8856.9067 | 1660.2465
[9 empty] | Nevada | Southwest Gas | 10925.4999 | 5293.3485
[9 empty] | Nevada | NV Energy Gas | 6896.0219 | 1612.2531
[9 empty] | New Mexico | NM Gas | 17751.3042 | 4459.7713
1. We used NREL's ResStock database (https://resstock.nrel.gov/datasets) to calculate average residential natural gas consumption for each utility. We used the October 2022 TMY3 state metadata tables.
We used utility data to identify the main county in the state for each gas utility.
2. We took into account AFUE and EF for space and water heating from the ResStock data, to get an average efficiency factor by which to adjust the average consumption.
3. We tallied the total residential households using natural gas in the ResStock database for each state, and calculated the % of households using natural gas as the primary fuel for space heating and water heating, respectively.
4. We estimated the total number of residential customers using natural gas as their primary space or water heating fuel for each utility by multiplying the total number of utility customers (from EIA form 176 data) by the % of households.
EIA Form 176 Natural Gas Consumers by Company https://www.eia.gov/naturalgas/data.php
5. We then multiplied the total number of customers for each utility by the average demand for the utility to get the residential space and water heating potential for each utility.

## GasEmissionFactors
Methane leakage factors
Key Assumptions |  | Units | Default | User input | Notes/Sources
Natural gas pipeline loss factor
| NG total loss factor for emissions |  | 2.3% | 0% | Alvarez et. al., 2018, Assessment of methane emissions from the U.S. oil and gas supply chain. https://www.nature.com/articles/d41586-018-05517-y
CO2 emissions from NG (combusted)
| On-site emissions per MMbtu (combusted) | lbs per MMBtu | 116.6464 |  | EPA. "Greenhouse Gases Equivalencies Calculator - Calculations and References" Accessed June 17, 2021: EPA (2020). Inventory of U.S. Greenhouse Gas Emissions and Sinks: 1990-2018. Annex 2 (Methodology for Estimating CO2 Emissions from Fossil Fuel Combustion), Table A-43
|  | MT per MMBtu | 0.052925 | 0.052925
CH4 weights
| CH4 weight per MMBtu | lbs. per MMbtu | 41.9974 | 41.9974 | CH4 = 23,811 btu/lb https://www.engineeringtoolbox.com/heating-values-fuel-gases-d_823.html
|  | MT per MMBtu | 0.019055 | 0.019055
CO2e emissions from CH4 (leaked)
| CO2e per MMbtu of CH4 | MT per MMBtu | 1.572 | 1.572 | This rate can be direclty applied to the leaked NG
| GWP of CH4 at 20 year time frame | GWP | 82.5 | 82.5 | IPCC 6AR WG, Table 7.15, pp. 1017
| CO2e per MMbtu, adjusted for the leakage rate | MT per MMBtu | 0.036157 | 0 | This rate can be direclty applied to the entire gas consumed in buildings
CO2e emissions from NG (consumed) & CH4 (leaked) combined
| CO2e per MMbtu | MT per MMBtu | 0.089082 | 0.052925 | This rate combines CO2 combusted in buildings and CH4 leaked (from well to buildings)
| % increase |  | 68.32% | 0%
Source:
https://www.ipcc.ch/report/ar6/wg1/downloads/report/IPCC_AR6_WGI_Chapter07.pdf
Note on F9: Kenji Takahashi: See "Therms and Mcf of natural gas" https://www.epa.gov/energy/greenhouse-gases-equivalencies-calculator-calculations-and-references Natural gas has 14.43 kg carbon per mmbtu the molecular weight of carbon dioxide to carbon (44/12) 1 kg is 2.20462 lbs.

## StatesUtilitiesList
Data Library
[6 empty] | Space Heat Rebate |  |  | Water Heat Rebate
# | State | Gas Utility | Electric Utility | County | County ID Code | 1 | 2 | 3 | 1 | 2 | 3
1 | Colorado | Xcel Gas | Xcel Electric | Denver County | G0800310 | 2200 | 1125 | 500 | 800 | 600
2 | Colorado | Black Hills Gas | Tri-State | Weld County | G0801230 | Space Heat Rebate 1: 2400; Space Heat Rebate 2: 1800; Water Heat Rebate 1: 350
3 | Nevada | Southwest Gas | NV Energy Electric | Clark County | G3200030 | 4000 | 2250 | 600 | 600
4 | Nevada | NV Energy Gas | NV Energy Electric | Washoe County | G3200310 | 4000 | 2250 | 600 | 600
5 | New Mexico | NM Gas | PNM | Bernalillo County | G3500010 | 575 | 465 | 355 | 825 | 300 | 165
6 | New Mexico | - | - | -
Drop-down List: Utility
| State | Colorado
# | Gas Utility | Electric Utility
1 | Xcel Gas | Xcel Electric
2 | Black Hills Gas | Tri-State
Drop-down List: Rebates
| Gas Utility | Xcel Gas
| Selection | Space Heating | Water Heating
| 1 | 2200 | 800
| 2 | 1125 | 0
| 3 | 0
| 4 | User Input | User Input

## Library
Data Library
State
Colorado
Nevada
New Mexico
Heat Pump Type
100% Whole Home
Hybrid and Whole Home Mix
Unit Conversions
Million BTU | MWH | Therm
1 | 0.29307 | 10.0024
MJ | MMBTu
1 | 0.00094782
kWh | kBtu
1 | 3.4128
Metric ton | kg | Short ton
1 | 1000 | 1.1023
Short ton | lbs
1 | 2000
Natural Gas
ccf | 1
mmbtu | 0.1037
therm | 1.037
Source: | https://www.eia.gov/dnav/ng/ng_cons_heat_a_EPG0_VGTH_btucf_a.htm | 2021 US Average
Year List
2023
2024
2025
2026
2027
2028
2029
2030
2031
2032
2033
2034
2035
2036
2037
2038
2039
2040
2041
2042
2043
2044
2045
Input Selection
High
Low
User input
Default yes/no
Yes
No

## AEOHenryHubPrice
Source: AEO 2023 Table 13. Natural Gas Supply, Disposition, and Prices |  | https://www.eia.gov/outlooks/aeo/data/browser/#/?id=13-AEO2023&cases=ref2023&sourcekey=0
Year | Natural Gas: Henry Hub Spot Price: Reference case (2022 $/MMBtu)
2022 | 6.524
2023 | 5.2664
2024 | 4.0724
2025 | 3.4895
2026 | 3.0655
2027 | 2.853
2028 | 2.7999
2029 | 2.8251
2030 | 2.9125
2031 | 3.0438
2032 | 3.208
2033 | 3.4169
2034 | 3.5694
2035 | 3.6818
2036 | 3.6942
2037 | 3.7376
2038 | 3.8666
2039 | 3.7888
2040 | 3.9381
2041 | 4.0222
2042 | 4.0147
2043 | 3.9506
2044 | 3.9138
2045 | 3.9107
2046 | 3.9071
2047 | 3.8707
2048 | 3.8491
2049 | 3.7839
2050 | 3.771

## EIAUtilitySales
Source: https://www.eia.gov/electricity/data.php#sales
2021 Utility Bundled Sales to Ultimate Customers- Residential
(Data from forms EIA-861- schedules 4A & 4D and EIA-861S)
Entity | State | Ownership | Customers (Count) | Sales (Megawatthours) | Revenues (Thousands Dollars) | Average Price (cents/kWh)
Alaska Electric Light & Power Co. | AK | Investor Owned | 15017 | 160027 | 19052.1 | 11.9056
Alaska Power and Telephone Co | AK | Investor Owned | 5576 | 26792 | 8742 | 32.6291
Alaska Village Elec Coop, Inc | AK | Cooperative | 7872 | 44527 | 21051.9 | 47.279
Chugach Electric Assn Inc | AK | Cooperative | 96560 | 613667 | 126428.2 | 20.6021
Golden Valley Elec Assn Inc | AK | Cooperative | 40112 | 290706 | 78157.8 | 26.8855
Homer Electric Assn Inc | AK | Cooperative | 28602 | 176313 | 49744.6 | 28.2138
Ketchikan Public Utilities | AK | Municipal | 6499 | 74727 | 8830.3 | 11.8167
Kodiak Electric Assn Inc | AK | Cooperative | 4948 | 38678 | 6772 | 17.5087
Kotzebue Electric Assn Inc | AK | Cooperative | 1179 | 7855 | 2831.3 | 36.0446
Matanuska Electric Assn Inc | AK | Cooperative | 61091 | 458646 | 98188.8 | 21.4084
Alabama Power Co | AL | Investor Owned | 1301017 | 17466982 | 2451698 | 14.0362
Albertville Municipal Utilities Board | AL | Municipal | 8143 | 121061 | 11828 | 9.7703
Arab Electric Coop Inc | AL | Cooperative | 13296 | 196809 | 21904 | 11.1296
Baldwin County El Member Corp | AL | Cooperative | 75804 | 1020601 | 121031 | 11.8588
Black Warrior Elec Member Corp | AL | Cooperative | 20205 | 265595 | 29935.9 | 11.2713
Central Alabama Electric Coop | AL | Cooperative | 43245 | 586532 | 80918 | 13.796
Cherokee Electric Coop | AL | Cooperative | 18193 | 244100 | 33633 | 13.7784
City of Andalusia | AL | Municipal | 3654 | 41279 | 5690.7 | 13.7859
City of Athens - (AL) | AL | Municipal | 44373 | 690905 | 70660 | 10.2272
City of Bessemer Utilities | AL | Municipal | 9540 | 113898 | 12629 | 11.088
City of Courtland | AL | Municipal | 561 | 7667 | 791 | 10.3169
City of Dothan - (AL) | AL | Municipal | 26366 | 375295 | 37349 | 9.9519
City of Florence - (AL) | AL | Municipal | 41297 | 626841 | 67328 | 10.7408
City of Hartselle | AL | Municipal | 4431 | 61480 | 6783 | 11.0329
City of Huntsville - (AL) | AL | Municipal | 176541 | 2560112 | 269837 | 10.54
City of Muscle Shoals | AL | Municipal | 6964 | 101142 | 10817 | 10.6949
City of Opelika - (AL) | AL | Municipal | 11861 | 145861 | 16524 | 11.3286
City of Russellville - (AL) | AL | Municipal | 3946 | 51068 | 6176 | 12.0937
City of Scottsboro | AL | Municipal | 6916 | 95763 | 11328 | 11.8292
City of Tarrant | AL | Municipal | 2144 | 28557 | 3648 | 12.7745
City of Troy - (AL) | AL | Municipal | 7417 | 95561 | 9211.9 | 9.6398
City of Tuscumbia | AL | Municipal | 4039 | 52113 | 5762 | 11.0567
Clarke-Washington E M C | AL | Cooperative | 18727 | 217666 | 28284 | 12.9942
Coosa Valley Electric Coop Inc | AL | Cooperative | 14965 | 213031 | 28804 | 13.521
Covington Electric Coop, Inc | AL | Cooperative | 22458 | 297193 | 43343.7 | 14.5844
Cullman Electric Coop, Inc | AL | Cooperative | 37828 | 561935 | 66979 | 11.9193
Cullman Power Board | AL | Municipal | 6873 | 87502 | 10240 | 11.7026
Decatur Utilities | AL | Municipal | 22730 | 323909 | 31871 | 9.8395
Diverse Power Incorporated | AL | Cooperative | 572 | 7667 | 1246.7 | 16.2606
Dixie Electric Coop | AL | Cooperative | 21190 | 298621 | 37430 | 12.5343
Foley Board of Utilities | AL | Municipal | 46015 | 672967 | 78857 | 11.7178
Fort Payne Improvement Authority | AL | Municipal | 6800 | 95174 | 10418 | 10.9463
Franklin Electric Coop - (AL) | AL | Cooperative | 5905 | 77600 | 9804 | 12.634
Guntersville Electric Board | AL | Municipal | 4833 | 69901 | 7953 | 11.3775
Joe Wheeler Elec Member Corp | AL | Cooperative | 35994 | 590112 | 71809 | 12.1687
Marshall-De Kalb Electric Coop | AL | Cooperative | 16721 | 243686 | 27989 | 11.4857
North Alabama Electric Coop | AL | Cooperative | 12875 | 193851 | 22422 | 11.5666
Pea River Electric Coop | AL | Cooperative | 14882 | 203593 | 25791.6 | 12.6682
Sand Mountain Electric Coop | AL | Cooperative | 26273 | 362440 | 42311 | 11.6739
Sheffield Utilities | AL | Municipal | 15412 | 231884 | 26025 | 11.2233
Singing River Elec Cooperative | AL | Cooperative | 329 | 4695 | 545.2 | 11.6124
South Alabama Elec Coop, Inc | AL | Cooperative | 16345 | 220092 | 29756 | 13.5198
Southern Pine Elec Coop, Inc | AL | Cooperative | 20229 | 255293 | 29912 | 11.7167
Tallapoosa River Elec Coop Inc | AL | Cooperative | 27778 | 380018 | 45241.5 | 11.9051
Wiregrass Electric Coop, Inc | AL | Cooperative | 21401 | 309529 | 39993 | 12.9206
Arkansas Valley Elec Coop Corp | AR | Cooperative | 52575 | 724439 | 89033.1 | 12.2899
C & L Electric Coop Corp | AR | Cooperative | 20000 | 256054 | 32655 | 12.7532
Carroll Electric Coop Corp - (AR) | AR | Cooperative | 91390 | 1245773 | 130008 | 10.4359
City Water and Light Plant | AR | Municipal | 33670 | 510920 | 34901 | 6.831
City of Benton - (AR) | AR | Municipal | 12550 | 149913 | 15821.1 | 10.5535
City of Bentonville - (AR) | AR | Municipal | 23052 | 272312 | 31122 | 11.4288
City of Hope | AR | Municipal | 5786 | 66040 | 7934.5 | 12.0147
City of North Little Rock - (AR) | AR | Municipal | 34457 | 384639 | 42841 | 11.138
City of Siloam Springs - (AR) | AR | Municipal | 7437 | 78099 | 8814 | 11.2857
City of West Memphis - (AR) | AR | Municipal | 10224 | 141745 | 11041.8 | 7.7899
Clarksville Connected Utilities | AR | Municipal | 3829 | 46302 | 3887.9 | 8.3968
Clay County Electric Coop Corp | AR | Cooperative | 10496 | 111667 | 16280.2 | 14.5792
Conway Corporation | AR | Municipal | 29137 | 355522 | 26495 | 7.4524
Craighead Electric Coop Corp | AR | Cooperative | 24458 | 399966 | 44972 | 11.244
Empire District Electric Co | AR | Investor Owned | 4317 | 47286 | 5880 | 12.435
Entergy Arkansas LLC | AR | Investor Owned | 605469 | 8054133 | 882770.7 | 10.9605
First Electric Coop Corp | AR | Cooperative | 91046 | 1336860 | 158723 | 11.8728
Mississippi County Electric Co | AR | Cooperative | 3297 | 56727 | 4827 | 8.5092
North Arkansas Elec Coop, Inc | AR | Cooperative | 35128 | 419582 | 55457 | 13.2172
Oklahoma Gas & Electric Co | AR | Investor Owned | 57256 | 729058 | 73866 | 10.1317
Ouachita Electric Coop Corp | AR | Cooperative | 8522 | 98717 | 12358 | 12.5186
Ozarks Electric Coop Corp - (AR) | AR | Cooperative | 65666 | 849986 | 101514 | 11.943
Paragould Light & Water Comm | AR | Municipal | 12158 | 208534 | 16956 | 8.131
Petit Jean Electric Coop Corp | AR | Cooperative | 18476 | 217898 | 27869.2 | 12.79
South Central Ark El Coop, Inc | AR | Cooperative | 9176 | 108480 | 14553 | 13.4154
Southwest Arkansas E C C | AR | Cooperative | 24393 | 365980 | 42605.6 | 11.6415
Southwestern Electric Power Co | AR | Investor Owned | 104853 | 1163090 | 179427.8 | 15.4268
Woodruff Electric Coop Corp | AR | Cooperative | 12202 | 177800 | 20577.5 | 11.5734
Ajo Improvement Co | AZ | Investor Owned | 835 | 4980 | 514.3 | 10.3273
Ak-Chin Electric Utility Authority | AZ | State | 319 | 4809 | 487.8 | 10.1435
Arizona Public Service Co | AZ | Investor Owned | 1177343 | 14223711 | 1913324.2 | 13.4517
City of Mesa - (AZ) | AZ | Municipal | 14737 | 149683 | 18255.1 | 12.1958
Dixie Escalante R E A, Inc | AZ | Cooperative | 2468 | 30546 | 2549.8 | 8.3474
Electrical Dist No2 Pinal County | AZ | Political Subdivision | 4820 | 56249 | 6945 | 12.3469
Electrical Dist No3 Pinal County | AZ | Political Subdivision | 26875 | 339498 | 46527 | 13.7046
Garkane Energy Coop, Inc | AZ | Cooperative | 1211 | 22596 | 2355.7 | 10.4253
Mohave Electric Cooperative, I | AZ | Cooperative | 38970 | 445260 | 45136 | 10.137
Morenci Water and Electric | AZ | Investor Owned | 2305 | 19053 | 1568.4 | 8.2318
Navajo Tribal Utility Authority | AZ | State | 26708 | 166440 | 23575 | 14.1643
Navopache Electric Coop, Inc | AZ | Cooperative | 37780 | 271994 | 37722 | 13.8687
Salt River Project | AZ | Political Subdivision | 990993 | 14023652 | 1612997 | 11.502
Spruce Finance | AZ | Behind the Meter | 2756 | 31319 | 4077 | .
Sulphur Springs Valley E C Inc | AZ | Cooperative | 45026 | 391104 | 56953 | 14.5621
SunPower Capital, LLC | AZ | Behind the Meter | 11287 | 176964 | 17489.6 | .
Sunnova | AZ | Behind the Meter | 2597 | 32332 | 4072.8 | .
Sunrun Inc. | AZ | Behind the Meter | 33191 | 431772 | 57847.9 | .
Tesla Inc. | AZ | Behind the Meter | 40230 | 462058 | 55635 | .
Trico Electric Cooperative Inc | AZ | Cooperative | 48381 | 530458 | 75766.3 | 14.2832
Tucson Electric Power Co | AZ | Investor Owned | 398938 | 3820049 | 511947.9 | 13.4016
UNS Electric, Inc | AZ | Investor Owned | 90640 | 1006138 | 105907 | 10.5261
USBIA-San Carlos Project | AZ | Federal | 11177 | 119747 | 13044 | 10.893
Alameda Municipal Power | CA | Municipal | 32044 | 131126 | 26519.1 | 20.2241
Bear Valley Electric Service | CA | Investor Owned | 23091 | 87207 | 26509.5 | 30.3984
City & County of San Francisco | CA | Municipal | 1075 | 14988 | 2259 | 15.0721
City of Anaheim - (CA) | CA | Municipal | 103666 | 584098 | 99110 | 16.968
City of Azusa | CA | Municipal | 14888 | 97767 | 13499 | 13.8073
City of Burbank Water and Power | CA | Municipal | 46152 | 286558 | 45553 | 15.8966
City of Colton - (CA) | CA | Municipal | 17248 | 110211 | 16499.1 | 14.9705
City of Corona - (CA) | CA | Municipal | 1287 | 8163 | 1245.2 | 15.2542
City of Glendale - (CA) | CA | Municipal | 76757 | 382841 | 83177.9 | 21.7265
City of Lodi - (CA) | CA | Municipal | 23081 | 165998 | 32070.8 | 19.32
City of Moreno Valley - (CA) | CA | Municipal | 6539 | 48922 | 12887.7 | 26.3434
City of Palo Alto - (CA) | CA | Municipal | 25882 | 155352 | 25220 | 16.2341
City of Pasadena - (CA) | CA | Municipal | 56912 | 327820 | 68928.1 | 21.0262
City of Redding - (CA) | CA | Municipal | 38172 | 390594 | 63367 | 16.2232
City of Riverside - (CA) | CA | Municipal | 99280 | 758661 | 130918 | 17.2565
City of Roseville - (CA) | CA | Municipal | 58245 | 490170 | 77581.5 | 15.8275
City of Santa Clara - (CA) | CA | Municipal | 48756 | 260759 | 34165 | 13.1021
City of Vernon | CA | Municipal | 74 | 323 | 37.4 | 11.5789
Imperial Irrigation District | CA | Political Subdivision | 137541 | 1906372 | 274852 | 14.4175
Liberty Utilities | CA | Investor Owned | 43546 | 294677 | 44868.8 | 15.2264
Los Angeles Department of Water & Power | CA | Municipal | 1367014 | 8184654 | 1734455.8 | 21.1916
Merced Irrigation District | CA | Political Subdivision | 10104 | 81189 | 14907.5 | 18.3615
Modesto Irrigation District | CA | Political Subdivision | 101784 | 994657 | 179506 | 18.047
PacifiCorp | CA | Investor Owned | 36300 | 390203 | 50657.4 | 12.9823
Pacific Gas & Electric Co. | CA | Investor Owned | 1958976 | 13619313 | 3522560 | 25.8644
Sacramento Municipal Util Dist | CA | Political Subdivision | 571078 | 4752214 | 770375.3 | 16.2109
San Diego Gas & Electric Co | CA | Investor Owned | 1285917 | 5657323 | 1733861.1 | 30.6481
Southern California Edison Co | CA | Investor Owned | 3373642 | 22875129 | 4880097 | 21.3336
Spruce Finance | CA | Behind the Meter | 18550 | 156397 | 31317 | .
SunPower Capital, LLC | CA | Behind the Meter | 52652 | 436211 | 84960.9 | .
Sunnova | CA | Behind the Meter | 29614 | 253382 | 46047.4 | .
Sunrun Inc. | CA | Behind the Meter | 198852 | 1598109 | 336268.6 | .
Surprise Valley Electrification | CA | Cooperative | 2838 | 34669 | 3506.1 | 10.1131
Tesla Inc. | CA | Behind the Meter | 147344 | 1030214 | 191918 | .
Turlock Irrigation District | CA | Political Subdivision | 77980 | 827277 | 131443 | 15.8886
Valley Electric Assn, Inc | CA | Cooperative | 12 | 101 | 15.1 | 14.9505
Black Hills Colorado Electric, LLC | CO | Investor Owned | 87250 | 640380 | 115212 | 17.9912
CORE Electric Cooperative | CO | Cooperative | 155798 | 1681626 | 226547 | 13.4719
City of Colorado Springs - (CO) | CO | Municipal | 206362 | 1632072 | 217612.5 | 13.3335
City of Fort Collins - (CO) | CO | Municipal | 68924 | 536932 | 63676.7 | 11.8594
City of Fort Morgan | CO | Municipal | 5823 | 52652 | 3641.5 | 6.9162
City of Fountain | CO | Municipal | 16749 | 158284 | 14295 | 9.0312
City of Longmont | CO | Municipal | 39688 | 342300 | 37000.1 | 10.8093
City of Loveland - (CO) | CO | Municipal | 33990 | 275237 | 33203.6 | 12.0636
Delta Montrose Electric Assn | CO | Cooperative | 31096 | 277129 | 41272 | 14.8927
Empire Electric Assn, Inc | CO | Cooperative | 11793 | 99064 | 14852.2 | 14.9925
Grand Valley Power | CO | Cooperative | 16524 | 167711 | 23032 | 13.7331
Greenbacker Renewable Energy Corporation | CO | Behind the Meter | 10 | 70 | 7 | .
High West Energy, Inc | CO | Cooperative | 659 | 6333 | 964 | 15.2219
Highline Electric Assn | CO | Cooperative | 4990 | 54207 | 7155.2 | 13.1998
Holy Cross Electric Assn, Inc | CO | Cooperative | 49016 | 653775 | 76208.3 | 11.6567
K C Electric Association | CO | Cooperative | 3381 | 40018 | 5217.7 | 13.0384
La Plata Electric Assn, Inc | CO | Cooperative | 38545 | 308494 | 50119 | 16.2463
Moon Lake Electric Assn Inc | CO | Cooperative | 1553 | 15822 | 1279.1 | 8.0843
Morgan County Rural Elec Assn | CO | Cooperative | 5637 | 69300 | 9548.2 | 13.7781
Mountain Parks Electric, Inc | CO | Cooperative | 17804 | 157364 | 22957 | 14.5885
Mountain View Elec Assn, Inc | CO | Cooperative | 54312 | 601400 | 87059.8 | 14.4762
Poudre Valley REA, Inc | CO | Cooperative | 43746 | 485337 | 57963.9 | 11.943
Public Service Co of Colorado | CO | Investor Owned | 1314481 | 9995805 | 1244927.1 | 12.4545
San Isabel Electric Assn, Inc | CO | Cooperative | 22468 | 182169 | 29708.9 | 16.3084
San Luis Valley R E C, Inc | CO | Cooperative | 8831 | 70546 | 11982 | 16.9847
San Miguel Power Assn, Inc | CO | Cooperative | 11554 | 113549 | 17974.5 | 15.8297
Southeast Colorado Power Assn | CO | Cooperative | 7917 | 70196 | 11765.1 | 16.7604
Southwestern Electric Coop Inc - (NM) | CO | Cooperative | 5 | 68 | 14.5 | 21.3235
Spruce Finance | CO | Behind the Meter | 1007 | 8907 | 879.2 | .
SunPower Capital, LLC | CO | Behind the Meter | 1131 | 10408 | 822.5 | .
Sunnova | CO | Behind the Meter | 38 | 217 | 17.4 | .
Sunrun Inc. | CO | Behind the Meter | 5722 | 46057 | 6500.5 | .
Tesla Inc. | CO | Behind the Meter | 12909 | 91872 | 10680 | .
Tri-County Electric Coop, Inc (OK) | CO | Cooperative | 9 | 61 | 9.6 | 15.7377
United Power, Inc | CO | Cooperative | 88500 | 925935 | 123215.6 | 13.3072
Wheatland Electric Coop, Inc | CO | Cooperative | 31 | 165 | 30.7 | 18.6061
White River Electric Assn, Inc | CO | Cooperative | 2600 | 20740 | 2846.6 | 13.7252
Y-W Electric Assn Inc | CO | Cooperative | 4881 | 45832 | 6944 | 15.151
Yampa Valley Electric Assn Inc | CO | Cooperative | 23160 | 240208 | 35486.4 | 14.7732
Bozrah Light & Power Company | CT | Municipal | 2416 | 23613 | 4479.4 | 18.9701
City of Norwich - (CT) | CT | Municipal | 18478 | 135151 | 27108.8 | 20.0582
Connecticut Light & Power Co | CT | Investor Owned | 968346 | 8269488 | 1761163.1 | 21.2971
Groton Dept of Utilities - (CT) | CT | Municipal | 12225 | 104382 | 16601.8 | 15.9048
Spruce Finance | CT | Behind the Meter | 1220 | 9301 | 1461.1 | .
SunPower Capital, LLC | CT | Behind the Meter | 2078 | 11375 | 3472.6 | .
Sunnova | CT | Behind the Meter | 11329 | 94857 | 16690.3 | .
Sunrun Inc. | CT | Behind the Meter | 11354 | 84968 | 16546.7 | .
Tesla Inc. | CT | Behind the Meter | 8461 | 54984 | 9106 | .
Town of Wallingford - (CT) | CT | Municipal | 21589 | 217165 | 29475.7 | 13.573
United Illuminating Co | CT | Investor Owned | 245034 | 1644727 | 414366.5 | 25.1936
Potomac Electric Power Co | DC | Investor Owned | 257440 | 1975732 | 240743.4 | 12.185
Sunnova | DC | Behind the Meter | 2 | 8 | 0.5 | .
Sunrun Inc. | DC | Behind the Meter | 36 | 258 | 22.9 | .
Tesla Inc. | DC | Behind the Meter | 506 | 2141 | 252 | .
City of Dover - (DE) | DE | Municipal | 21175 | 219255 | 27069 | 12.3459
City of Milford - (DE) | DE | Municipal | 6603 | 75974 | 9536.8 | 12.5527
City of Newark - (DE) | DE | Municipal | 11436 | 99174 | 15796.8 | 15.9284
Delaware Electric Cooperative | DE | Cooperative | 96726 | 1267550 | 146012 | 11.5192
Delmarva Power | DE | Investor Owned | 262299 | 2886735 | 358305.1 | 12.4121
Sunnova | DE | Behind the Meter | 5 | 29 | 4.5 | .
Sunrun Inc. | DE | Behind the Meter | 407 | 3453 | 398.6 | .
Tesla Inc. | DE | Behind the Meter | 3327 | 31151 | 4599 | .
Town of Middletown - (DE) | DE | Municipal | 8633 | 99897 | 13352.8 | 13.3666
Beaches Energy Services | FL | Municipal | 30361 | 439751 | 47990 | 10.913
Central Florida Elec Coop, Inc | FL | Cooperative | 31445 | 373386 | 47578.5 | 12.7424
Choctawhatche Elec Coop, Inc | FL | Cooperative | 52926 | 719763 | 83966 | 11.6658
City of Bartow - (FL) | FL | Municipal | 10817 | 151804 | 16309.5 | 10.7438
City of Homestead - (FL) | FL | Municipal | 28560 | 370494 | 39204 | 10.5815
City of Lake Worth Beach - (FL) | FL | Municipal | 24050 | 262810 | 24052 | 9.1519
City of Lakeland - (FL) | FL | Municipal | 114684 | 1597345 | 174765.8 | 10.941
City of Leesburg - (FL) | FL | Municipal | 22643 | 266714 | 30531 | 11.4471
City of Ocala | FL | Municipal | 43600 | 547723 | 58538.5 | 10.6876
City of Tallahassee - (FL) | FL | Municipal | 106321 | 1139089 | 132263.2 | 11.6113
City of Winter Park - (FL) | FL | Municipal | 12865 | 189401 | 23226 | 12.2629
Clay Electric Cooperative, Inc | FL | Cooperative | 162190 | 2286541 | 263801.4 | 11.5371
Duke Energy Florida, LLC | FL | Investor Owned | 1689516 | 21194790 | 2901902.6 | 13.6916
Florida Keys El Coop Assn, Inc | FL | Cooperative | 27772 | 443309 | 53453 | 12.0577
Florida Power & Light Co | FL | Investor Owned | 4618099 | 61845981 | 6946551 | 11.232
Florida Public Utilities Co | FL | Investor Owned | 25347 | 304210 | 42951 | 14.1189
Fort Pierce Utilities Authority | FL | Municipal | 23726 | 250486 | 30082 | 12.0095
Gainesville Regional Utilities | FL | Municipal | 89764 | 838564 | 111215 | 13.2626
Glades Electric Coop, Inc | FL | Cooperative | 13338 | 171017 | 25478 | 14.8979
Gulf Coast Electric Coop, Inc | FL | Cooperative | 19833 | 277174 | 36375.9 | 13.1238
Gulf Power Co | FL | Investor Owned | 418852 | 5399907 | 750755 | 13.9031
JEA | FL | Municipal | 438470 | 5550534 | 638347 | 11.5006
Kissimmee Utility Authority | FL | Municipal | 72087 | 977954 | 117739.6 | 12.0394
Lee County Electric Coop, Inc | FL | Cooperative | 212578 | 3077225 | 322089 | 10.4669
New Smyrna Beach City of | FL | Municipal | 26432 | 301038 | 29416 | 9.7715
Okefenoke Rural El Member Corp | FL | Cooperative | 10505 | 155878 | 19306.5 | 12.3856
Orlando Utilities Comm | FL | Municipal | 228707 | 2707351 | 341160.7 | 12.6013
Peace River Electric Coop, Inc | FL | Cooperative | 44594 | 622693 | 73789.7 | 11.8501
Reedy Creek Improvement Dist | FL | Municipal | 9 | 103 | 12 | 11.6505
Sumter Electric Coop, Inc | FL | Cooperative | 202789 | 2449976 | 307957 | 12.5698
Sunnova | FL | Behind the Meter | 1776 | 23776 | 2730 | .
Sunrun Inc. | FL | Behind the Meter | 4391 | 54492 | 8644.3 | .
Suwannee Valley Elec Coop Inc | FL | Cooperative | 24587 | 313338 | 38831 | 12.3927
Talquin Electric Coop, Inc | FL | Cooperative | 52295 | 696695 | 88612.7 | 12.719
Tampa Electric Co | FL | Investor Owned | 713135 | 9940945 | 1156358.2 | 11.6323
Tesla Inc. | FL | Behind the Meter | 702 | 4378 | 359 | .
Tri-County Electric Coop, Inc (FL) | FL | Cooperative | 17591 | 180750 | 25224.4 | 13.9554
Utility Board of the City of Key West, F | FL | Municipal | 26651 | 381492 | 52385 | 13.7316
West Florida El Coop Assn, Inc | FL | Cooperative | 25348 | 321677 | 41797 | 12.9935
Withlacoochee River Elec Coop | FL | Cooperative | 208628 | 2989873 | 340920.3 | 11.4025
Albany Utility Board | GA | Municipal | 29071 | 350140 | 39235 | 11.2055
Altamaha Electric Member Corp | GA | Cooperative | 19096 | 239670 | 34042 | 14.2037
Amicalola Electric Member Corp | GA | Cooperative | 46675 | 681433 | 76406.1 | 11.2126
Blue Ridge Mountain EMC - (GA) | GA | Cooperative | 29314 | 322209 | 40956 | 12.711
Canoochee Electric Member Corp | GA | Cooperative | 21956 | 299920 | 36890.8 | 12.3002
Carroll Electric Member Corp - (GA) | GA | Cooperative | 50451 | 712650 | 85335 | 11.9743
Central Georgia El Member Corp | GA | Cooperative | 56522 | 836527 | 90011 | 10.7601
City of Buford | GA | Municipal | 2899 | 36195 | 4281.1 | 11.8279
City of Calhoun - (GA) | GA | Municipal | 4370 | 46981 | 5670.9 | 12.0706
City of Cartersville - (GA) | GA | Municipal | 6516 | 81612 | 9250 | 11.3341
City of Chattanooga - (TN) | GA | Municipal | 9765 | 140369 | 15507 | 11.0473
City of Chickamauga | GA | Municipal | 834 | 10893 | 1298 | 11.9159
City of College Park - (GA) | GA | Municipal | 7366 | 71147 | 10006.1 | 14.064
City of Covington - (GA) | GA | Municipal | 10963 | 145479 | 16041.2 | 11.0265
City of Douglas | GA | Municipal | 4092 | 60083 | 5996 | 9.9795
City of East Point - (GA) | GA | Municipal | 14982 | 129122 | 19814.1 | 15.3453
City of Griffin - (GA) | GA | Municipal | 13727 | 157831 | 21457 | 13.5949
City of La Grange - (GA) | GA | Municipal | 11747 | 135890 | 16259 | 11.9648
City of Lawrenceville - (GA) | GA | Municipal | 10289 | 105731 | 13370.5 | 12.6458
City of Marietta - (GA) | GA | Municipal | 35374 | 346622 | 40384.8 | 11.651
City of Sylvania - (GA) | GA | Municipal | 1948 | 21832 | 2947.8 | 13.5022
City of Thomasville - (GA) | GA | Municipal | 13529 | 183927 | 21960 | 11.9395
Coastal Electric Member Corp | GA | Cooperative | 18642 | 273962 | 37759 | 13.7826
Cobb Electric Membership Corp | GA | Cooperative | 193774 | 2516660 | 294644.8 | 11.7078
Colquitt Electric Membership Corp | GA | Cooperative | 63154 | 889520 | 98426.2 | 11.0651
Coweta-Fayette El Member Corp | GA | Cooperative | 78622 | 1139558 | 129375.4 | 11.3531
Crisp County Power Comm | GA | Political Subdivision | 9183 | 139880 | 16395 | 11.7208
Dalton Utilities | GA | Municipal | 12366 | 154445 | 14371 | 9.3049
Diverse Power Incorporated | GA | Cooperative | 30171 | 439434 | 65383.6 | 14.879
Excelsior Electric Member Corp | GA | Cooperative | 22322 | 317664 | 34338.6 | 10.8097
Flint Electric Membership Corp | GA | Cooperative | 78564 | 1164173 | 151587.2 | 13.021
Georgia Power Co | GA | Investor Owned | 2315910 | 27867774 | 3684951.4 | 13.223
Grady Electric Membership Corp | GA | Cooperative | 18899 | 247692 | 34311 | 13.8523
GreyStone Power Corporation | GA | Cooperative | 128478 | 1829269 | 189998 | 10.3866
Habersham Electric Membership Corp | GA | Cooperative | 33222 | 412265 | 52969 | 12.8483
Hart Electric Member Corp | GA | Cooperative | 28985 | 392546 | 49418 | 12.5891
Haywood Electric Member Corp | GA | Cooperative | 411 | 3607 | 553 | 15.3313
Irwin Electric Membership Corp | GA | Cooperative | 10789 | 134254 | 19020 | 14.1672
Jackson Electric Member Corp - (GA) | GA | Cooperative | 219455 | 3113308 | 352599.9 | 11.3256
Jefferson Electric Member Corp | GA | Cooperative | 33331 | 436444 | 54385 | 12.4609
Mitchell Electric Member Corp | GA | Cooperative | 21175 | 291274 | 42971.3 | 14.7529
Newnan Wtr, Sewer & Light Comm | GA | Municipal | 8548 | 91849 | 10911 | 11.8793
North Georgia Elec Member Corp | GA | Cooperative | 87470 | 1418444 | 154390 | 10.8845
Oconee Electric Member Corp | GA | Cooperative | 10577 | 145920 | 19691.5 | 13.4947
Okefenoke Rural El Member Corp | GA | Cooperative | 25676 | 348503 | 43907.8 | 12.599
Planters Electric Member Corp | GA | Cooperative | 16009 | 227976 | 30227.5 | 13.2591
Rayle Electric Membership Corp | GA | Cooperative | 15949 | 203602 | 26888 | 13.2062
Satilla Rural Elec Member Corporation | GA | Cooperative | 52301 | 750190 | 88440 | 11.789
Sawnee Electric Membership Corporation | GA | Cooperative | 172653 | 2390471 | 285469 | 11.942
Snapping Shoals El Member Corp | GA | Cooperative | 100139 | 1546101 | 164086.9 | 10.6129
Southern Rivers Energy | GA | Cooperative | 19287 | 281426 | 37511 | 13.3289
Sumter Electric Member Corp | GA | Cooperative | 14838 | 228111 | 29719.4 | 13.0285
Three Notch Elec Member Corp | GA | Cooperative | 13607 | 145484 | 20470 | 14.0703
Tri-County Elec Member Corp (GA) | GA | Cooperative | 20329 | 277007 | 36797.3 | 13.2839
Tri-State Electric Member Corp | GA | Cooperative | 12576 | 152674 | 19282 | 12.6295
Walton Electric Member Corp | GA | Cooperative | 124848 | 1826312 | 218337.2 | 11.9551
Washington Elec Member Corp | GA | Cooperative | 15118 | 184299 | 23476.7 | 12.7384
Hawaii Electric Light Co Inc | HI | Investor Owned | 76281 | 442057 | 167616 | 37.9173
Hawaiian Electric Co Inc | HI | Investor Owned | 274443 | 1650171 | 535801.4 | 32.4694
Kauai Island Utility Cooperative | HI | Cooperative | 29803 | 186244 | 67665.8 | 36.3318
Maui Electric Co Ltd | HI | Investor Owned | 63000 | 399347 | 140238 | 35.1168
Spruce Finance | HI | Behind the Meter | 296 | 3153 | 604 | .
SunPower Capital, LLC | HI | Behind the Meter | 1151 | 11686 | 2510.7 | .
Sunnova | HI | Behind the Meter | 1082 | 11667 | 2610.4 | .
Sunrun Inc. | HI | Behind the Meter | 11911 | 97681 | 25207.3 | .
Tesla Inc. | HI | Behind the Meter | 2371 | 22989 | 3946 | .
Access Energy Coop | IA | Cooperative | 8781 | 116430 | 15193.2 | 13.0492
Amana Society Service Co | IA | Investor Owned | 709 | 7255 | 1021.4 | 14.0786
Board of Water Electric & Communications | IA | Municipal | 9995 | 103603 | 12366.2 | 11.9361
Butler County Rural Elec Coop - (IA) | IA | Cooperative | 3873 | 66853 | 9034.1 | 13.5134
Cedar Falls Utilities | IA | Municipal | 17387 | 176723 | 19055.6 | 10.7828
City of Ames - (IA) | IA | Municipal | 24900 | 180734 | 20866.8 | 11.5456
City of Independence - (IA) | IA | Municipal | 2717 | 22486 | 3064.5 | 13.6285
City of Maquoketa - (IA) | IA | Municipal | 2806 | 24786 | 2986.1 | 12.0475
City of Preston | IA | Municipal | 498 | 3987 | 591.4 | 14.8332
Consumers Energy | IA | Cooperative | 6446 | 83692 | 11895 | 14.2128
East-Central Iowa Rural Elec Coop | IA | Cooperative | 8005 | 132664 | 14834 | 11.1816
Eastern Iowa Light & Power Coop | IA | Cooperative | 21226 | 291971 | 36349.9 | 12.4498
Federated Rural Electric Assn | IA | Cooperative | 55 | 949 | 100 | 10.5374
Freeborn Mower Electric Cooperative | IA | Cooperative | 6 | 96 | 13 | 13.5417
Heartland Power Coop | IA | Cooperative | 4328 | 84254 | 10050.8 | 11.9292
Interstate Power and Light Co | IA | Investor Owned | 410149 | 3680244 | 619602 | 16.8359
Iowa Lakes Electric Coop | IA | Cooperative | 9481 | 170880 | 21473.5 | 12.5664
Linn County REC | IA | Cooperative | 28068 | 306109 | 37510 | 12.2538
Maquoketa Valley Rrl Elec Coop | IA | Cooperative | 10706 | 141877 | 17077.9 | 12.0371
MiEnergy Cooperative | IA | Cooperative | 5962 | 74142 | 11185.5 | 15.0866
MidAmerican Energy Co | IA | Investor Owned | 611635 | 6013631 | 646574.6 | 10.7518
Midland Power Coop | IA | Cooperative | 11522 | 204326 | 24758 | 12.1169
North West Rural Electric Coop | IA | Cooperative | 9234 | 249921 | 22847.4 | 9.1418
Prairie Energy Coop | IA | Cooperative | 3480 | 55370 | 7267.5 | 13.1253
Avista Corp | ID | Investor Owned | 122360 | 1307615 | 129912 | 9.935
City of Idaho Falls - (ID) | ID | Municipal | 25335 | 302238 | 23893.5 | 7.9055
Fall River Rural Elec Coop Inc | ID | Cooperative | 13585 | 189349 | 19226 | 10.1537
Idaho Power Co | ID | Investor Owned | 485475 | 5457378 | 567032.5 | 10.3902
Inland Power & Light Company | ID | Cooperative | 1958 | 32223 | 2190.2 | 6.797
Kootenai Electric Cooperative | ID | Cooperative | 27152 | 373202 | 37827.8 | 10.136
Lower Valley Energy Inc | ID | Cooperative | 1470 | 18870 | 1339 | 7.0959
Missoula Electric Coop, Inc | ID | Cooperative | 41 | 580 | 60 | 10.3448
Northern Lights, Inc | ID | Cooperative | 16889 | 210564 | 24210 | 11.4977
PacifiCorp | ID | Investor Owned | 70018 | 781386 | 81191.8 | 10.3907
Raft Rural Elec Coop Inc | ID | Cooperative | 1340 | 23954 | 2183 | 9.1133
Salmon River Electric Coop Inc | ID | Cooperative | 2298 | 33897 | 3180 | 9.3814
United Electric Co-op, Inc - (ID) | ID | Cooperative | 4835 | 95413 | 7056 | 7.3952
Ameren Illinois Company | IL | Investor Owned | 429485 | 4744144 | 530101.2 | 11.1738
City of Batavia - (IL) | IL | Municipal | 9809 | 91667 | 12831 | 13.9974
City of Geneva- (IL) | IL | Municipal | 8660 | 79785 | 9427 | 11.8155
City of Naperville - (IL) | IL | Municipal | 54868 | 537789 | 70367.7 | 13.0846
City of Peru - (IL) | IL | Municipal | 4734 | 38901 | 4726 | 12.1488
City of Springfield - (IL) | IL | Municipal | 60100 | 628902 | 72513.7 | 11.5302
City of St Charles - (IL) | IL | Municipal | 13915 | 124461 | 18175.1 | 14.603
Coles-Moultrie Electric Coop | IL | Cooperative | 8437 | 119209 | 16766 | 14.0644
Commonwealth Edison Co | IL | Investor Owned | 2778125 | 20413030 | 2753093.9 | 13.4869
Corn Belt Energy Corporation | IL | Cooperative | 34072 | 402987 | 53552 | 13.2888
Eastern Illinois Elec Coop | IL | Cooperative | 11198 | 175416 | 25667 | 14.6321
Egyptian Electric Coop Assn | IL | Cooperative | 13651 | 197963 | 27409.3 | 13.8457
Jo-Carroll Energy, Inc | IL | Cooperative | 17442 | 161873 | 26939.7 | 16.6425
Menard Electric Coop | IL | Cooperative | 9118 | 116010 | 18238.2 | 15.7212
MidAmerican Energy Co | IL | Investor Owned | 73902 | 648586 | 66834.4 | 10.3046
Mt Carmel Public Utility Co | IL | Investor Owned | 4360 | 48395 | 7272 | 15.0263
Norris Electric Coop | IL | Cooperative | 17929 | 259472 | 30260 | 11.6621
Rochelle Municipal Utilities | IL | Municipal | 5891 | 71297 | 6339 | 8.891
Rock Energy Cooperative | IL | Cooperative | 9312 | 87970 | 11549 | 13.1283
Scenic Rivers Energy Coop | IL | Cooperative | 13 | 241 | 30.2 | 12.5311
Shelby Electric Coop, Inc | IL | Cooperative | 9763 | 127459 | 21294 | 16.7065
Southeastern IL Elec Coop, Inc | IL | Cooperative | 22432 | 324945 | 39909 | 12.2818
Southwestern Electric Coop Inc - (IL) | IL | Cooperative | 23242 | 332883 | 43600.9 | 13.098
Sunnova | IL | Behind the Meter | 105 | 712 | 119.7 | .
Sunrun Inc. | IL | Behind the Meter | 11883 | 115639 | 11228.3 | .
Tesla Inc. | IL | Behind the Meter | 4 | 24 | 2 | .
Tri-County Electric Coop, Inc (IL) | IL | Cooperative | 16117 | 234326 | 32900.7 | 14.0406
Wayne-White Counties Elec Coop | IL | Cooperative | 11981 | 152158 | 22860.4 | 15.0241
Bartholomew County Rural E M C | IN | Cooperative | 11149 | 157884 | 21369 | 13.5346
Boone County Rural EMC | IN | Cooperative | 15690 | 252648 | 35854 | 14.1913
Carroll-White REMC | IN | Cooperative | 14559 | 192625 | 26807 | 13.9167
City of Anderson - (IN) | IN | Municipal | 29489 | 317104 | 36440.5 | 11.4917
City of Auburn - (IN) | IN | Municipal | 6658 | 72139 | 6345.3 | 8.7959
City of Bluffton - (IN) | IN | Municipal | 4915 | 50701 | 4905 | 9.6744
City of Frankfort - (IN) | IN | Municipal | 7742 | 77489 | 8264 | 10.6647
City of Greenfield - (IN) | IN | Municipal | 10704 | 105552 | 11748 | 11.1301
City of Jasper - (IN) | IN | Municipal | 6286 | 72843 | 7098.2 | 9.7445
City of Lebanon - (IN) | IN | Municipal | 7698 | 79376 | 8682 | 10.9378
City of Logansport - (IN) | IN | Municipal | 11156 | 102363 | 10477.7 | 10.2358
City of Mishawaka | IN | Municipal | 23678 | 178897 | 20955 | 11.7134
City of Peru - (IN) | IN | Municipal | 8973 | 92293 | 10254 | 11.1103
City of Richmond - (IN) | IN | Municipal | 16252 | 186330 | 20012.4 | 10.7403
Clark County Rural E M C - (IN) | IN | Cooperative | 24974 | 381744 | 47592.7 | 12.4672
Crawfordsville Elec, Lgt & Pwr | IN | Municipal | 8483 | 88307 | 10295.5 | 11.6588
Daviess Martin County R E M C | IN | Cooperative | 7799 | 121352 | 15520 | 12.7892
Decatur County Rural E M C | IN | Cooperative | 7923 | 115027 | 15777.1 | 13.716
Dubois Rural Electric Coop Inc | IN | Cooperative | 13175 | 167215 | 20219 | 12.0916
Duke Energy Indiana, LLC | IN | Investor Owned | 753349 | 9169936 | 1187570.4 | 12.9507
Harrison County Rural E M C | IN | Cooperative | 22413 | 353720 | 40674.3 | 11.499
Heartland REMC | IN | Cooperative | 17551 | 265109 | 34428 | 12.9864
Hendricks County Rural E M C | IN | Cooperative | 34540 | 499819 | 61386.3 | 12.2817
Indiana Michigan Power Co | IN | Investor Owned | 414396 | 4278426 | 627900 | 14.676
Indianapolis Power & Light Co | IN | Investor Owned | 453896 | 5172106 | 596899.1 | 11.5407
Jackson County Rural E M C - (IN) | IN | Cooperative | 23826 | 375093 | 47136 | 12.5665
Jasper County Rural E M C | IN | Cooperative | 7511 | 104258 | 13865.5 | 13.2992
Johnson County Rural E M C | IN | Cooperative | 26341 | 350606 | 42759.3 | 12.1958
Kankakee Valley Rural E M C | IN | Cooperative | 18800 | 223885 | 28563.2 | 12.758
Kosciusko County Rural E M C | IN | Cooperative | 17237 | 192972 | 22936.8 | 11.8861
Midwest Energy Cooperative | IN | Cooperative | 306 | 4159 | 657.1 | 15.7995
NineStar Connect | IN | Cooperative | 15739 | 247810 | 35042 | 14.1407
Noble County R E M C | IN | Cooperative | 10835 | 135296 | 17038.3 | 12.5934
Northeastern Rural E M C | IN | Cooperative | 28003 | 355073 | 50079.3 | 14.1039
Northern Indiana Pub Serv Co | IN | Investor Owned | 422436 | 3546813 | 567918.4 | 16.0121
Paulding-Putman Elec Coop, Inc | IN | Cooperative | 3541 | 41262 | 5872.4 | 14.232
RushShelby Energy | IN | Cooperative | 14574 | 207518 | 28904 | 13.9284
South Central Indiana REMC | IN | Cooperative | 33936 | 459983 | 70627 | 15.3543
Southeastern Indiana R E M C | IN | Cooperative | 25653 | 359329 | 50750 | 14.1235
Southern Indiana Gas & Elec Co | IN | Investor Owned | 130611 | 1416843 | 230359.4 | 16.2586
Southern Indiana R E C, Inc | IN | Cooperative | 8828 | 109780 | 14212 | 12.9459
Sunnova | IN | Behind the Meter | 2 | 22 | 4.3 | .
Tipmont Rural Elec Member Corp | IN | Cooperative | 26915 | 331808 | 47716.4 | 14.3807
Utilities Dist-Western IN REMC | IN | Cooperative | 18463 | 242880 | 34602.1 | 14.2466
Western Indiana Energy REMC | IN | Cooperative | 14874 | 218568 | 26138.7 | 11.9591
Whitewater Valley Rural EMC | IN | Cooperative | 11897 | 166650 | 21604 | 12.9637
Alfalfa Electric Coop, Inc | KS | Cooperative | 216 | 3786 | 398 | 10.5124
CMS Electric Coop Inc | KS | Cooperative | 3176 | 26298 | 4598.7 | 17.4869
City of Chanute | KS | Municipal | 4565 | 44338 | 4405 | 9.935
City of Coffeyville - (KS) | KS | Municipal | 4883 | 48901 | 5730.3 | 11.7182
City of Garden City | KS | Municipal | 10250 | 85000 | 11300 | 13.2941
City of Kansas City - (KS) | KS | Municipal | 59675 | 586434 | 74383 | 12.684
City of McPherson - (KS) | KS | Municipal | 7406 | 92119 | 7817.1 | 8.4859
City of Winfield - (KS) | KS | Municipal | 6206 | 61794 | 8523 | 13.7926
Empire District Electric Co | KS | Investor Owned | 8217 | 106375 | 13573 | 12.7596
Evergy Kansas Central, Inc | KS | Investor Owned | 336375 | 3453912 | 432929.1 | 12.5345
Evergy Kansas South, Inc | KS | Investor Owned | 293976 | 3110589 | 388038.4 | 12.4748
Evergy Metro | KS | Investor Owned | 237392 | 2857844 | 363618.7 | 12.7235
FreeState Electric Coop | KS | Cooperative | 17119 | 219646 | 33740 | 15.3611
Midwest Energy Inc | KS | Cooperative | 29762 | 315788 | 39330.7 | 12.4548
Pioneer Electric Coop, Inc - (KS) | KS | Cooperative | 5030 | 61851 | 7276 | 11.7638
Prairie Land Electric Coop Inc | KS | Cooperative | 13432 | 133737 | 20819.6 | 15.5676
Southern Pioneer Electric Company | KS | Cooperative | 12533 | 115750 | 18354 | 15.8566
Tri-County Electric Coop, Inc (OK) | KS | Cooperative | 1044 | 8887 | 1364.8 | 15.3573
Victory Electric Coop Assn Inc | KS | Cooperative | 13896 | 141577 | 17610.3 | 12.4387
Western Coop Electric Assn Inc | KS | Cooperative | 5891 | 60873 | 9108.7 | 14.9634
Wheatland Electric Coop, Inc | KS | Cooperative | 20420 | 209229 | 27783 | 13.2788
Big Sandy Rural Elec Coop Corp | KY | Cooperative | 11721 | 160321 | 19045 | 11.8793
Blue Grass Energy Coop Corp | KY | Cooperative | 57902 | 842278 | 92563 | 10.9896
City of Bardstown - (KY) | KY | Municipal | 3427 | 44532 | 4119 | 9.2495
City of Benton - (KY) | KY | Municipal | 1848 | 23216 | 2904 | 12.5086
City of Berea Municipal Utility | KY | Municipal | 4672 | 60528 | 5407.8 | 8.9344
City of Bowling Green - (KY) | KY | Municipal | 26044 | 287029 | 30620 | 10.6679
City of Frankfort - (KY) | KY | Municipal | 16681 | 213084 | 22410 | 10.517
City of Franklin - (KY) | KY | Municipal | 4248 | 52426 | 6348 | 12.1085
City of Fulton - (KY) | KY | Municipal | 1230 | 14417 | 1731 | 12.0067
City of Glasgow - (KY) | KY | Municipal | 5670 | 63092 | 8153 | 12.9224
City of Hickman | KY | Municipal | 864 | 9815 | 1308 | 13.3265
City of Hopkinsville | KY | Municipal | 9956 | 120377 | 13352 | 11.0918
City of Jellico | KY | Municipal | 1791 | 23485 | 2583 | 10.9985
City of Mayfield Plant Board | KY | Municipal | 4546 | 46778 | 5755 | 12.3028
City of Murray - (KY) | KY | Municipal | 6117 | 64530 | 7971 | 12.3524
City of Owensboro - (KY) | KY | Municipal | 23245 | 213525 | 34059 | 15.9508
City of Paducah - (KY) | KY | Municipal | 18902 | 207991 | 30463.3 | 14.6465
City of Russellville - (KY) | KY | Municipal | 3301 | 39090 | 4197 | 10.7368
Clark Energy Coop Inc - (KY) | KY | Cooperative | 25618 | 341046 | 38855 | 11.3929
Cumberland Valley Electric, Inc. | KY | Cooperative | 22267 | 304463 | 33610 | 11.0391
Duke Energy Kentucky | KY | Investor Owned | 130738 | 1497185 | 158444.2 | 10.5828
Farmers Rural Electric Coop Corp - (KY) | KY | Cooperative | 24391 | 314259 | 35588 | 11.3244
Fleming-Mason Energy Coop Inc | KY | Cooperative | 23447 | 297100 | 31911 | 10.7408
Gibson Electric Members Corp | KY | Cooperative | 2574 | 36467 | 4388 | 12.0328
Grayson Rural Electric Coop Corp | KY | Cooperative | 14266 | 166627 | 24525 | 14.7185
Henderson City Utility Comm | KY | Municipal | 10299 | 121719 | 9526 | 7.8262
Inter County Energy Coop Corp | KY | Cooperative | 26157 | 369410 | 41837 | 11.3254
Jackson Energy Coop Corp - (KY) | KY | Cooperative | 48678 | 683725 | 83497.5 | 12.2121
Jackson Purchase Energy Corporation | KY | Cooperative | 25616 | 358997 | 43278.6 | 12.0554
Kenergy Corp | KY | Cooperative | 46897 | 688237 | 85820 | 12.4695
Kentucky Power Co | KY | Investor Owned | 133805 | 1979060 | 281788 | 14.2385
Kentucky Utilities Co | KY | Investor Owned | 441872 | 5983639 | 662393.3 | 11.0701
Licking Valley Rural E C C | KY | Cooperative | 16457 | 189480 | 23219 | 12.2541
Louisville Gas & Electric Co | KY | Investor Owned | 375455 | 4193142 | 479087.7 | 11.4255
Madisonville Municipal Utils | KY | Municipal | 6909 | 63737 | 8091 | 12.6944
Meade County Rural E C C | KY | Cooperative | 28440 | 348156 | 42458.8 | 12.1953
Nolin Rural Electric Coop Corp | KY | Cooperative | 34527 | 495174 | 55615 | 11.2314
Owen Electric Coop Inc | KY | Cooperative | 61667 | 830721 | 94023 | 11.3182
Pennyrile Rural Electric Coop | KY | Cooperative | 39755 | 588783 | 70249 | 11.9312
Salt River Electric Coop Corp | KY | Cooperative | 51318 | 769188 | 73646 | 9.5745
Shelby Energy Co-op, Inc | KY | Cooperative | 16604 | 246582 | 28306 | 11.4793
South Kentucky Rural E C C | KY | Cooperative | 63617 | 818287 | 89041.3 | 10.8814
Taylor County Rural E C C | KY | Cooperative | 24143 | 319836 | 30903 | 9.6621
Tri-County Elec Member Corp (TN) | KY | Cooperative | 20186 | 287691 | 32692 | 11.3636
Warren Rural Elec Coop Corp | KY | Cooperative | 58222 | 913489 | 98709 | 10.8057
West Kentucky Rural E C C | KY | Cooperative | 31063 | 440035 | 53684 | 12.1999
Beauregard Electric Coop, Inc | LA | Cooperative | 39308 | 614959 | 68872 | 11.1994
City of Alexandria - (LA) | LA | Municipal | 20081 | 290637 | 28187 | 9.6984
City of Lafayette - (LA) | LA | Municipal | 58109 | 848819 | 81412 | 9.5912
City of Natchitoches | LA | Municipal | 7330 | 91627 | 8571.2 | 9.3544
City of Ruston - (LA) | LA | Municipal | 9441 | 104231 | 4573 | 4.3874
Claiborne Electric Coop, Inc | LA | Cooperative | 21641 | 305567 | 29973.3 | 9.8091
Cleco Power LLC | LA | Investor Owned | 248381 | 3653529 | 453439 | 12.411
Concordia Electric Coop, Inc | LA | Cooperative | 11889 | 138254 | 14577 | 10.5436
Dixie Electric Membership Corp | LA | Cooperative | 106017 | 1639684 | 186634.4 | 11.3823
Entergy Louisiana LLC | LA | Investor Owned | 953368 | 13587668 | 1480134.7 | 10.8932
Entergy New Orleans, LLC | LA | Investor Owned | 188222 | 2258307 | 264291.1 | 11.7031
Jefferson Davis Elec Coop, Inc | LA | Cooperative | 8804 | 120948 | 14441 | 11.9398
Northeast Louisiana Power Coop Inc. | LA | Cooperative | 11570 | 194428 | 18019 | 9.2677
Panola-Harrison Elec Coop, Inc | LA | Cooperative | 8483 | 130271 | 13651.8 | 10.4795
Pointe Coupee Elec Member Corp | LA | Cooperative | 9182 | 118951 | 12902 | 10.8465
South Louisiana Elec Coop Assn | LA | Cooperative | 17002 | 250755 | 24522.3 | 9.7794
Southwest Louisiana E M C | LA | Cooperative | 103775 | 1743855 | 166259.6 | 9.534
Southwestern Electric Power Co | LA | Investor Owned | 206189 | 2886823 | 337768.6 | 11.7004
Spruce Finance | LA | Behind the Meter | 77 | 548 | 47.3 | .
Sunnova | LA | Behind the Meter | 28 | 179 | 28.1 | .
Terrebonne Parish Consol Gov't | LA | Municipal | 10387 | 171089 | 16082.8 | 9.4003
Washington-St Tammany E C, Inc | LA | Cooperative | 49651 | 757540 | 72864.6 | 9.6186
City of Chicopee - (MA) | MA | Municipal | 23202 | 199363 | 26056.2 | 13.0697
City of Holyoke - (MA) | MA | Municipal | 14957 | 108681 | 15307 | 14.0843
City of Norwood - (MA) | MA | Municipal | 14024 | 91091 | 15743 | 17.2827
City of Peabody - (MA) | MA | Municipal | 22162 | 195012 | 20735.3 | 10.6328
City of Taunton | MA | Municipal | 34637 | 284719 | 43840 | 15.3976
City of Westfield - (MA) | MA | Municipal | 16080 | 132842 | 20274 | 15.2617
Fitchburg Gas & Elec Light Co | MA | Investor Owned | 18818 | 119064 | 30276.8 | 25.429
Massachusetts Electric Co | MA | Investor Owned | 597759 | 3995015 | 995684.9 | 24.9232
NSTAR Electric Company | MA | Investor Owned | 451661 | 2894012 | 701915 | 24.254
Nantucket Electric Co | MA | Investor Owned | 1822 | 17529 | 4462.1 | 25.4555
Spruce Finance | MA | Behind the Meter | 2218 | 14894 | 2298.4 | .
SunPower Capital, LLC | MA | Behind the Meter | 860 | 5252 | 1076.5 | .
Sunnova | MA | Behind the Meter | 9149 | 70013 | 12608.7 | .
Sunrun Inc. | MA | Behind the Meter | 35010 | 234296 | 39336.7 | .
Tesla Inc. | MA | Behind the Meter | 19247 | 116350 | 17925 | .
Town of Braintree - (MA) | MA | Municipal | 13996 | 118768 | 17016 | 14.3271
Town of Danvers | MA | Municipal | 11447 | 95785 | 15160 | 15.8271
Town of Hudson - (MA) | MA | Municipal | 11388 | 104281 | 12441.7 | 11.9309
Town of Littleton - (MA) | MA | Municipal | 6740 | 67877 | 8874.6 | 13.0745
Town of Mansfield - (MA) | MA | Municipal | 9385 | 82441 | 9647.7 | 11.7026
Town of Middleborough - (MA) | MA | Municipal | 14997 | 134990 | 19436 | 14.3981
Town of North Attleborough - (MA) | MA | Municipal | 12458 | 113919 | 16612.1 | 14.5824
Town of Reading - (MA) | MA | Municipal | 26862 | 259484 | 37909 | 14.6094
Town of Shrewsbury - (MA) | MA | Municipal | 14736 | 138240 | 16800 | 12.1528
Town of Sterling - (MA) | MA | Municipal | 3561 | 31502 | 4785 | 15.1895
Town of Wellesley - (MA) | MA | Municipal | 8935 | 107806 | 15989.8 | 14.832
A & N Electric Coop | MD | Cooperative | 269 | 2115 | 258 | 12.1986
Baltimore Gas & Electric Co | MD | Investor Owned | 933919 | 10065408 | 1237491.2 | 12.2945
Choptank Electric Cooperative, Inc | MD | Cooperative | 49643 | 701862 | 96944 | 13.8124
Delmarva Power | MD | Investor Owned | 161417 | 1932708 | 295933.5 | 15.3119
Easton Utilities Comm | MD | Municipal | 8436 | 112192 | 11847.9 | 10.5604
Hagerstown Light Department | MD | Municipal | 14924 | 163347 | 12985.2 | 7.9495
Potomac Electric Power Co | MD | Investor Owned | 445521 | 4757195 | 665232.5 | 13.9837
Southern Maryland Elec Coop Inc | MD | Cooperative | 150840 | 2168818 | 262535.3 | 12.105
Spruce Finance | MD | Behind the Meter | 420 | 3275 | 447.5 | .
Sunnova | MD | Behind the Meter | 3740 | 42954 | 6117 | .
Sunrun Inc. | MD | Behind the Meter | 24760 | 227622 | 29637.9 | .
Tesla Inc. | MD | Behind the Meter | 26986 | 222686 | 32311 | .
The Potomac Edison Company | MD | Investor Owned | 221318 | 2991413 | 328369 | 10.9771
Central Maine Power Co | ME | Investor Owned | 503190 | 3608474 | 593980 | 16.4607
Eastern Maine Electric Coop | ME | Cooperative | 10633 | 60431 | 10052.9 | 16.6353
Houlton Water Company | ME | Municipal | 3907 | 32471 | 3710.5 | 11.4271
Town of Madison - (ME) | ME | Municipal | 2332 | 19130 | 2953 | 15.4365
Versant Power | ME | Investor Owned | 126991 | 808993 | 143018.4 | 17.6786
Alger-Delta Coop Electric Assn | MI | Cooperative | 9739 | 52688 | 10723.9 | 20.3536
Alpena Power Co | MI | Investor Owned | 13711 | 89273 | 12422.3 | 13.915
Cherryland Electric Coop Inc | MI | Cooperative | 33808 | 290766 | 42036.2 | 14.4571
City of Bay City - (MI) | MI | Municipal | 17848 | 133310 | 19045.2 | 14.2864
City of Crystal Falls | MI | Municipal | 1313 | 8162 | 1277 | 15.6457
City of Gladstone | MI | Municipal | 2728 | 16988 | 2314.5 | 13.6243
City of Grand Haven - (MI) | MI | Municipal | 12914 | 90350 | 12488.8 | 13.8227
City of Holland | MI | Municipal | 25319 | 188057 | 22671 | 12.0554
City of Lansing - (MI) | MI | Municipal | 86825 | 601335 | 100254 | 16.6719
City of Marquette - (MI) | MI | Municipal | 14946 | 97556 | 14889.4 | 15.2624
City of Negaunee | MI | Municipal | 1966 | 11461 | 2276 | 19.8587
City of Norway | MI | Municipal | 1834 | 14156 | 2249.8 | 15.8929
City of Sturgis | MI | Municipal | 6080 | 50422 | 6619 | 13.1272
City of Traverse City - (MI) | MI | Municipal | 9323 | 59709 | 6236 | 10.444
City of Zeeland - (MI) | MI | Municipal | 5921 | 49323 | 4534.7 | 9.1939
Cloverland Electric Co-op | MI | Cooperative | 35754 | 287425 | 37090.4 | 12.9044
Coldwater Board of Public Util | MI | Municipal | 5982 | 44229 | 5444 | 12.3087
Consumers Energy Co | MI | Investor Owned | 1642642 | 13229050 | 2397901.1 | 18.126
DTE Electric Company | MI | Investor Owned | 2036506 | 16385999 | 2925941.5 | 17.8564
Great Lakes Energy Coop | MI | Cooperative | 117058 | 915329 | 147374.3 | 16.1007
Indiana Michigan Power Co | MI | Investor Owned | 111360 | 1184926 | 190124 | 16.0452
Midwest Energy Cooperative | MI | Cooperative | 29040 | 364849 | 59440.6 | 16.2918
Northern States Power Co | MI | Investor Owned | 7602 | 60962 | 7621.3 | 12.5017
Presque Isle Elec & Gas Coop | MI | Cooperative | 31929 | 185462 | 29468.1 | 15.889
Tri-County Electric Coop (MI) | MI | Cooperative | 22725 | 229595 | 34966.3 | 15.2296
Upper Michigan Energy Resources Corp. | MI | Investor Owned | 32938 | 237186 | 38357.1 | 16.1717
Upper Peninsula Power Company | MI | Investor Owned | 47063 | 268149 | 59652.7 | 22.2461
Village of Baraga - (MI) | MI | Municipal | 540 | 2564 | 339.8 | 13.2527
Village of L'Anse - (MI) | MI | Municipal | 977 | 4949 | 726.5 | 14.6797
Wyandotte Municipal Serv Comm | MI | Municipal | 11591 | 85908 | 12486.2 | 14.5344
ALLETE, Inc. | MN | Investor Owned | 124691 | 1046341 | 133221 | 12.7321
Agralite Electric Coop | MN | Cooperative | 4418 | 79442 | 9933 | 12.5035
BENCO Electric Cooperative | MN | Cooperative | 17643 | 218847 | 31582.2 | 14.4312
Beltrami Electric Coop, Inc | MN | Cooperative | 20170 | 281935 | 39696.5 | 14.08
City of Alexandria - (MN) | MN | Municipal | 8435 | 80757 | 8432.6 | 10.4419
City of Anoka | MN | Municipal | 11148 | 79249 | 10823 | 13.657
City of Austin - (MN) | MN | Municipal | 10651 | 81154 | 10984 | 13.5348
City of Chaska - (MN) | MN | Municipal | 9649 | 85945 | 13237.1 | 15.4018
City of Elk River | MN | Municipal | 11148 | 108037 | 14732 | 13.6361
City of Lake Crystal - (MN) | MN | Municipal | 1053 | 8256 | 1588.3 | 19.2381
City of Marshall - (MN) | MN | Municipal | 5751 | 61327 | 5943.2 | 9.691
City of Moorhead - (MN) | MN | Municipal | 18103 | 182768 | 19755.5 | 10.8091
City of Owatonna - (MN) | MN | Municipal | 11060 | 87509 | 11162 | 12.7553
City of Worthington - (MN) | MN | Municipal | 4631 | 36163 | 4134.2 | 11.4321
Connexus Energy | MN | Cooperative | 127501 | 1280095 | 178345.5 | 13.9322
Crow Wing Cooperative Power & Light Comp | MN | Cooperative | 43083 | 451413 | 54932.5 | 12.169
Dakota Electric Association | MN | Cooperative | 103447 | 966784 | 133062 | 13.7634
East Central Energy | MN | Cooperative | 51655 | 536618 | 85754.7 | 15.9806
Federated Rural Electric Assn | MN | Cooperative | 5654 | 85957 | 9006 | 10.4773
Freeborn Mower Electric Cooperative | MN | Cooperative | 17756 | 190587 | 26273.2 | 13.7854
Heartland Power Coop | MN | Cooperative | 38 | 990 | 117.1 | 11.8283
Hutchinson Utilities Comm | MN | Municipal | 6551 | 56222 | 6014 | 10.6969
Itasca-Mantrap Co-op Electrical Assn | MN | Cooperative | 10915 | 126096 | 16601.1 | 13.1654
Lake Country Power | MN | Cooperative | 46301 | 489955 | 75402.4 | 15.3897
Lake Region Electric Cooperative - (MN) | MN | Cooperative | 26567 | 331898 | 42247.7 | 12.7291
Meeker Coop Light & Power Assn | MN | Cooperative | 8345 | 139797 | 17404.1 | 12.4496
MiEnergy Cooperative | MN | Cooperative | 15022 | 177849 | 26390.9 | 14.8389
Mille Lacs Energy Cooperative | MN | Cooperative | 14210 | 126802 | 19652.4 | 15.4985
Minnesota Valley Coop L&P Assn | MN | Cooperative | 4961 | 121487 | 13922.1 | 11.4597
Minnesota Valley Electric Coop | MN | Cooperative | 40656 | 505775 | 59848 | 11.8329
Northern States Power Co - Minnesota | MN | Investor Owned | 1186195 | 9276160 | 1291299.7 | 13.9206
Northwestern Wisconsin Elec Co | MN | Investor Owned | 78 | 471 | 70.6 | 14.9894
Otter Tail Power Co | MN | Investor Owned | 49741 | 539244 | 63774.9 | 11.8267
People's Cooperative Services | MN | Cooperative | 21235 | 230038 | 35346 | 15.3653
Rochester Public Utilities | MN | Municipal | 52862 | 381177 | 56798.8 | 14.9009
Runestone Electric Assn | MN | Cooperative | 13907 | 196315 | 25082 | 12.7764
Shakopee Public Utilities Comm | MN | Municipal | 16993 | 148723 | 19868 | 13.3591
Sioux Valley SW Elec Coop | MN | Cooperative | 3366 | 81650 | 9842.4 | 12.0544
South Central Electric Assn | MN | Cooperative | 4737 | 78225 | 10300 | 13.1671
Stearns Cooperative Elec Assn | MN | Cooperative | 25483 | 389796 | 47443.4 | 12.1713
Steele-Waseca Cooperative Electric | MN | Cooperative | 10469 | 123029 | 17881.9 | 14.5347
Wild Rice Electric Coop, Inc | MN | Cooperative | 13715 | 202960 | 27293.8 | 13.4479
Willmar Municipal Utilities | MN | Municipal | 8320 | 69266 | 8090.4 | 11.6802
Wright-Hennepin Coop Elec Assn | MN | Cooperative | 51050 | 595780 | 74751.9 | 12.5469
Black River Electric Coop - (MO) | MO | Cooperative | 20990 | 296799 | 30694 | 10.3417
Boone Electric Coop | MO | Cooperative | 32588 | 427088 | 50283 | 11.7735
Callaway Electric Cooperative | MO | Cooperative | 12362 | 178608 | 25267.8 | 14.1471
Carroll Electric Coop Corp - (AR) | MO | Cooperative | 11695 | 129844 | 13930 | 10.7283
Central Missouri Elec Coop Inc | MO | Cooperative | 10791 | 190140 | 19785.9 | 10.406
Citizens Electric Corporation - (MO) | MO | Cooperative | 24892 | 298854 | 41569 | 13.9095
City Utilities of Springfield - (MO) | MO | Municipal | 102360 | 1071348 | 105826 | 9.8778
City of Carthage - (MO) | MO | Municipal | 6819 | 80010 | 9652 | 12.0635
City of Columbia - (MO) | MO | Municipal | 44511 | 442495 | 57560 | 13.0081
City of Farmington - (MO) | MO | Municipal | 6772 | 88204 | 8818.6 | 9.998
City of Hannibal - (MO) | MO | Municipal | 7613 | 79209 | 9052.4 | 11.4285
City of Independence - (MO) | MO | Municipal | 54204 | 517655 | 70970.4 | 13.71
City of Kirkwood - (MO) | MO | Municipal | 8862 | 100187 | 10766.8 | 10.7467
City of Lebanon - (MO) | MO | Municipal | 5869 | 79310 | 7933 | 10.0025
City of Monett - (MO) | MO | Municipal | 4018 | 45456 | 5366.5 | 11.8059
City of Poplar Bluff - (MO) | MO | Municipal | 7783 | 124312 | 11707.5 | 9.4178
City of Rolla - (MO) | MO | Municipal | 8111 | 104205 | 11041 | 10.5955
City of Sikeston - (MO) | MO | Municipal | 7039 | 124598 | 11795 | 9.4664
Clay County Electric Coop Corp | MO | Cooperative | 47 | 516 | 76.6 | 14.845
Co-Mo Electric Coop Inc | MO | Cooperative | 30076 | 392405 | 52939 | 13.4909
Consolidated Electric Coop | MO | Cooperative | 7572 | 122679 | 13474 | 10.9831
Crawford Electric Coop, Inc | MO | Cooperative | 19193 | 267953 | 30260 | 11.293
Cuivre River Electric Coop Inc | MO | Cooperative | 68154 | 1101822 | 101724.2 | 9.2324
Empire District Electric Co | MO | Investor Owned | 134689 | 1715758 | 229344 | 13.3669
Evergy Metro | MO | Investor Owned | 266662 | 2658824 | 355427.2 | 13.3678
Evergy Missouri West | MO | Investor Owned | 295895 | 3633581 | 407878 | 11.2252
Farmers Electric Coop, Inc - (MO) | MO | Cooperative | 12315 | 162531 | 19915.7 | 12.2535
Gascosage Electric Coop | MO | Cooperative | 9028 | 143543 | 14643 | 10.2011
Howell-Oregon Elec Coop, Inc | MO | Cooperative | 22448 | 303788 | 34535.9 | 11.3684
Intercounty Electric Coop Assn | MO | Cooperative | 29025 | 420011 | 48941.7 | 11.6525
Laclede Electric Coop, Inc | MO | Cooperative | 34177 | 515004 | 53592 | 10.4061
Macon Electric Coop | MO | Cooperative | 9818 | 126226 | 15854.2 | 12.5602
Missouri Rural Electric Coop | MO | Cooperative | 4907 | 66202 | 7604 | 11.4861
New-Mac Electric Coop, Inc | MO | Cooperative | 18394 | 289983 | 33785 | 11.6507
Osage Valley Elec Coop Assn | MO | Cooperative | 16209 | 248494 | 31996 | 12.876
Ozark Border Electric Coop | MO | Cooperative | 33072 | 536992 | 55082 | 10.2575
Ozark Electric Coop Inc - (MO) | MO | Cooperative | 30915 | 423205 | 49442.5 | 11.6829
Platte-Clay Electric Coop, Inc | MO | Cooperative | 22700 | 359887 | 40153 | 11.1571
SEMO Electric Cooperative | MO | Cooperative | 10722 | 174280 | 19196.6 | 11.0148
Southwest Electric Coop, Inc | MO | Cooperative | 40069 | 509723 | 56009 | 10.9881
Sunnova | MO | Behind the Meter | 1 | 8 | 1.1 | .
Three Rivers Electric Coop | MO | Cooperative | 21801 | 301169 | 32484 | 10.786
Union Electric Co - (MO) | MO | Investor Owned | 1077436 | 13345195 | 1442593.9 | 10.8098
Webster Electric Coop | MO | Cooperative | 18155 | 297636 | 25893 | 8.6996
West Central Electric Coop Inc - (MO) | MO | Cooperative | 14522 | 257899 | 27948 | 10.8368
White River Valley El Coop Inc | MO | Cooperative | 38005 | 480212 | 63834 | 13.2929
4-County Electric Power Assn | MS | Cooperative | 39798 | 583687 | 68019 | 11.6533
Alcorn County Elec Power Assn | MS | Cooperative | 14820 | 212118 | 24716 | 11.652
Central Electric Power Assn - (MS) | MS | Cooperative | 30342 | 460305 | 51498 | 11.1878
City of Aberdeen - (MS) | MS | Municipal | 2612 | 34013 | 3929 | 11.5515
City of Amory | MS | Municipal | 2884 | 37985 | 4113 | 10.828
City of Columbus - (MS) | MS | Municipal | 9114 | 121102 | 13491 | 11.1402
City of Holly Springs | MS | Municipal | 9018 | 133030 | 15051 | 11.314
City of Macon - (MS) | MS | Municipal | 929 | 11633 | 1391 | 11.9574
City of New Albany - (MS) | MS | Municipal | 8002 | 111906 | 12262 | 10.9574
City of Okolona | MS | Municipal | 4226 | 60620 | 6843 | 11.2884
City of Oxford - (MS) | MS | Municipal | 8233 | 89632 | 9749 | 10.8767
City of Philadelphia - (MS) | MS | Municipal | 2730 | 37486 | 3878 | 10.3452
City of Starkville | MS | Municipal | 12402 | 127587 | 14086 | 11.0403
City of Tupelo - (MS) | MS | Municipal | 10585 | 136461 | 13418 | 9.8328
City of Water Valley - (MS) | MS | Municipal | 1535 | 20140 | 2248 | 11.1619
City of West Point - (MS) | MS | Municipal | 3057 | 34165 | 3960 | 11.5908
Coast Electric Power Assn | MS | Cooperative | 78844 | 1156689 | 137065 | 11.8498
Delta Electric Power Assn | MS | Cooperative | 21174 | 250579 | 31107 | 12.414
Dixie Electric Power Assn | MS | Cooperative | 36786 | 524336 | 63825.3 | 12.1726
East Mississippi Elec Pwr Assn | MS | Cooperative | 9889 | 126973 | 16586 | 13.0626
Entergy Mississippi LLC | MS | Investor Owned | 383468 | 5568055 | 578258.5 | 10.3853
Greenwood Utilities Comm | MS | Municipal | 7402 | 94538 | 10375.2 | 10.9746
Louisville Electric System | MS | Municipal | 2471 | 29938 | 3010 | 10.0541
Magnolia Electric Power Assn | MS | Cooperative | 30551 | 409578 | 50757 | 12.3925
Mississippi Power Co | MS | Investor Owned | 156281 | 2046922 | 279712 | 13.665
Monroe County Elec Power Assn | MS | Cooperative | 9940 | 161330 | 18359 | 11.3798
Natchez Trace Elec Power Assn | MS | Cooperative | 12553 | 169404 | 19742 | 11.6538
North East Mississippi EPA | MS | Cooperative | 24864 | 342242 | 41344 | 12.0803
Northcentral Mississippi E P A | MS | Cooperative | 27952 | 463421 | 51123 | 11.0317
Pearl River Valley El Pwr Assn | MS | Cooperative | 50139 | 721836 | 91886.5 | 12.7296
Pontotoc Electric Power Assn | MS | Cooperative | 15899 | 235574 | 27531 | 11.6868
Prentiss County Elec Pwr Assn | MS | Cooperative | 10935 | 153941 | 14813 | 9.6225
Singing River Elec Cooperative | MS | Cooperative | 69213 | 981388 | 113537.5 | 11.5691
Southern Pine Electric Cooperative | MS | Cooperative | 64065 | 895574 | 110633.9 | 12.3534
Southwest Mississippi E P A | MS | Cooperative | 23256 | 269190 | 35615.5 | 13.2306
Tallahatchie Valley E P A | MS | Cooperative | 21479 | 334054 | 37719 | 11.2913
Tippah Electric Power Assn | MS | Cooperative | 10429 | 142033 | 16546 | 11.6494
Tishomingo County E P A | MS | Cooperative | 11022 | 146016 | 16267 | 11.1406
Tombigbee Electric Power Assn | MS | Cooperative | 36784 | 561158 | 61238 | 10.9128
Yazoo Valley Elec Power Assn | MS | Cooperative | 9436 | 119491 | 17982 | 15.0488
Avista Corp | MT | Investor Owned | 9 | 200 | 17 | 8.5
Black Hills Power, Inc. | MT | Investor Owned | 12 | 103 | 7 | 6.7961
Fall River Rural Elec Coop Inc | MT | Cooperative | 1472 | 16831 | 1708 | 10.1479
Fergus Electric Coop, Inc | MT | Cooperative | 6265 | 64213 | 9929 | 15.4626
Flathead Electric Coop Inc | MT | Cooperative | 58752 | 823093 | 78556 | 9.544
Lower Yellowstone R E A, Inc | MT | Cooperative | 3438 | 53890 | 4669 | 8.6639
McKenzie Electric Coop Inc | MT | Cooperative | 26 | 434 | 36.7 | 8.4562
Missoula Electric Coop, Inc | MT | Cooperative | 13979 | 182046 | 18061.9 | 9.9216
Montana-Dakota Utilities Co | MT | Investor Owned | 19760 | 185827 | 20260 | 10.9026
NorthWestern Energy LLC - (MT) | MT | Investor Owned | 311769 | 2726995 | 331096.4 | 12.1414
Northern Lights, Inc | MT | Cooperative | 4500 | 47391 | 5870 | 12.3863
Powder River Energy Corp | MT | Cooperative | 49 | 507 | 63.2 | 12.4655
USBIA-Mission Valley Power | MT | Federal | 15327 | 245187 | 16889.2 | 6.8883
Yellowstone Valley Elec Co-op | MT | Cooperative | 19761 | 223756 | 27957 | 12.4944
Albemarle Electric Member Corp | NC | Cooperative | 12254 | 183878 | 25166 | 13.6862
Blue Ridge Elec Member Corp - (NC) | NC | Cooperative | 69741 | 731293 | 92292 | 12.6204
Blue Ridge Mountain EMC - (GA) | NC | Cooperative | 14973 | 165547 | 21018 | 12.6961
Broad River Electric Coop, Inc | NC | Cooperative | 453 | 5996 | 807.2 | 13.4623
Brunswick Electric Member Corp | NC | Cooperative | 89362 | 1118277 | 154062.3 | 13.7768
Carteret-Craven El Member Corp | NC | Cooperative | 37525 | 467995 | 52935.7 | 11.3112
Central Electric Membership Corp. - (NC) | NC | Cooperative | 21171 | 339119 | 44493 | 13.1202
City of Albemarle - (NC) | NC | Municipal | 10241 | 132783 | 16263.1 | 12.2479
City of Concord - (NC) | NC | Municipal | 28092 | 355428 | 36286.9 | 10.2094
City of Elizabeth City - (NC) | NC | Municipal | 11043 | 149006 | 15867 | 10.6486
City of Gastonia - (NC) | NC | Municipal | 25806 | 279425 | 34800.7 | 12.4544
City of Kinston - (NC) | NC | Municipal | 9897 | 131056 | 17081.4 | 13.0337
City of Lexington - (NC) | NC | Municipal | 17183 | 231923 | 28087.2 | 12.1106
City of Lumberton - (NC) | NC | Municipal | 9400 | 97076 | 12019 | 12.381
City of Monroe - (NC) | NC | Municipal | 9065 | 107226 | 14002 | 13.0584
City of Morganton - (NC) | NC | Municipal | 6729 | 70703 | 8141.6 | 11.5152
City of New Bern - (NC) | NC | Municipal | 19702 | 252838 | 30482.1 | 12.056
City of Rocky Mount - (NC) | NC | Municipal | 24839 | 316313 | 37910 | 11.985
City of Statesville - (NC) | NC | Municipal | 11320 | 121279 | 13065 | 10.7727
City of Washington - (NC) | NC | Municipal | 11355 | 137933 | 17877.3 | 12.9609
City of Wilson | NC | Municipal | 30888 | 425958 | 48911.5 | 11.4827
Duke Energy Carolinas, LLC | NC | Investor Owned | 1819801 | 22207470 | 2278595.5 | 10.2605
Duke Energy Progress - (NC) | NC | Investor Owned | 1257123 | 16374422 | 1901168.9 | 11.6106
Edgecombe-Martin County E M C | NC | Cooperative | 10489 | 151302 | 20769 | 13.7269
EnergyUnited Elec Member Corp | NC | Cooperative | 116425 | 1651446 | 184112 | 11.1485
Fayetteville Public Works Commission | NC | Municipal | 74545 | 917632 | 101421 | 11.0525
Four County Elec Member Corp | NC | Cooperative | 29458 | 450103 | 57309 | 12.7324
French Broad Elec Member Corp | NC | Cooperative | 35070 | 330213 | 43928.4 | 13.3031
Greenville Utilities Comm | NC | Municipal | 62916 | 856996 | 93491.5 | 10.9092
Haywood Electric Member Corp | NC | Cooperative | 25966 | 279351 | 43358.3 | 15.5211
Jones-Onslow Elec Member Corp | NC | Cooperative | 74773 | 980933 | 116025.8 | 11.8281
Lumbee River Elec Member Corp | NC | Cooperative | 61395 | 1012883 | 117016.5 | 11.5528
Mecklenburg Electric Cooperative | NC | Cooperative | 129 | 1750 | 214.6 | 12.2629
Mountain Electric Coop, Inc | NC | Cooperative | 15500 | 179679 | 19588 | 10.9017
New River Light & Power Co | NC | State | 7177 | 61988 | 5871.2 | 9.4715
Pee Dee Electric Member Corp | NC | Cooperative | 19169 | 266026 | 34089.9 | 12.8145
Piedmont Electric Member Corp | NC | Cooperative | 29420 | 419426 | 56081.9 | 13.3711
Randolph Electric Member Corp | NC | Cooperative | 30355 | 374514 | 49153.9 | 13.1247
Roanoke Electric Member Corp | NC | Cooperative | 12076 | 170941 | 27762 | 16.2407
Rutherford Elec Member Corp | NC | Cooperative | 68143 | 939121 | 104533 | 11.1309
South River Elec Member Corp | NC | Cooperative | 43626 | 684509 | 86172.6 | 12.589
Sunnova | NC | Behind the Meter | 1 | 5 | 0.3 | .
Surry-Yadkin Elec Member Corp | NC | Cooperative | 27305 | 339405 | 50973.7 | 15.0185
Tideland Electric Member Corp | NC | Cooperative | 20680 | 241705 | 34228 | 14.1611
Town of Apex- (NC) | NC | Municipal | 24585 | 251886 | 29118.8 | 11.5603
Town of High Point | NC | Municipal | 36982 | 395083 | 49813.3 | 12.6083
Town of Huntersville - (NC) | NC | Municipal | 7057 | 77932 | 9551.7 | 12.2565
Town of Murphy - (NC) | NC | Municipal | 3574 | 46399 | 5596 | 12.0606
Town of Tarboro - (NC) | NC | Municipal | 5280 | 59917 | 7537 | 12.5791
Tri-County Elec Member Corp (NC) | NC | Cooperative | 21692 | 337878 | 39068.2 | 11.5628
Tri-State Electric Member Corp | NC | Cooperative | 1429 | 14009 | 1842 | 13.1487
Union Electric Membership Corp - (NC) | NC | Cooperative | 79399 | 1180194 | 143760 | 12.181
Virginia Electric & Power Co | NC | Investor Owned | 105719 | 1612896 | 183287.6 | 11.3639
Wake Electric Membership Corp | NC | Cooperative | 47700 | 664655 | 81169 | 12.2122
York Electric Coop Inc | NC | Cooperative | 14 | 199 | 24 | 12.0603
Burke-Divide Electric Coop Inc | ND | Cooperative | 2225 | 40233 | 3200 | 7.9537
Capital Electric Coop, Inc | ND | Cooperative | 18971 | 235107 | 24694.1 | 10.5033
Cass County Elec Coop Inc | ND | Cooperative | 48081 | 600845 | 72197 | 12.0159
Dakota Valley Elec Coop Inc | ND | Cooperative | 5579 | 115914 | 12744.5 | 10.9948
Lower Yellowstone R E A, Inc | ND | Cooperative | 784 | 14150 | 1243 | 8.7845
McKenzie Electric Coop Inc | ND | Cooperative | 5331 | 105808 | 8344.4 | 7.8864
McLean Electric Coop, Inc | ND | Cooperative | 3620 | 50018 | 6733 | 13.4612
Montana-Dakota Utilities Co | ND | Investor Owned | 78983 | 764761 | 79144 | 10.3489
Mountrail-Williams Elec Coop | ND | Cooperative | 12731 | 187779 | 13046.6 | 6.9478
Nodak Electric Coop Inc | ND | Cooperative | 20050 | 358533 | 42977 | 11.9869
North Central Elec Coop, Inc | ND | Cooperative | 6003 | 126321 | 12666.3 | 10.0271
Northern Plains Electric Coop | ND | Cooperative | 10163 | 209787 | 22058 | 10.5145
Northern States Power Co - Minnesota | ND | Investor Owned | 81609 | 766051 | 90585.3 | 11.825
Otter Tail Power Co | ND | Investor Owned | 45601 | 587351 | 61201.1 | 10.4199
Roughrider Electric Cooperativ | ND | Cooperative | 11000 | 157513 | 16186 | 10.276
Slope Electric Coop Inc | ND | Cooperative | 3172 | 43262 | 5526 | 12.7733
Verendrye Electric Coop Inc | ND | Cooperative | 14156 | 212365 | 22236.8 | 10.471
Cedar-Knox Public Power Dist | NE | Political Subdivision | 5515 | 97031 | 7852 | 8.0923
City of Fremont - (NE) | NE | Municipal | 13394 | 145661 | 15702 | 10.7798
City of Grand Island - (NE) | NE | Municipal | 21783 | 217913 | 21043 | 9.6566
City of Hastings - (NE) | NE | Municipal | 11811 | 110899 | 11267 | 10.1597
City of Lexington - (NE) | NE | Municipal | 3625 | 54246 | 5375.1 | 9.9087
City of North Platte | NE | Municipal | 11568 | 118788 | 12555 | 10.5692
City of South Sioux City | NE | Municipal | 4850 | 49142 | 6214 | 12.645
Cornhusker Public Power Dist | NE | Political Subdivision | 7250 | 133949 | 13756.7 | 10.2701
Dawson Power District | NE | Political Subdivision | 15864 | 246857 | 27870.4 | 11.2901
Elkhorn Rural Public Pwr Dist | NE | Political Subdivision | 6093 | 108309 | 10714 | 9.8921
High West Energy, Inc | NE | Cooperative | 1756 | 18381 | 2695 | 14.6619
Highline Electric Assn | NE | Cooperative | 752 | 8354 | 1092.8 | 13.0812
Lincoln Electric System | NE | Municipal | 128256 | 1310455 | 127732.6 | 9.7472
Loup River Public Power Dist | NE | Political Subdivision | 15870 | 241852 | 24160.5 | 9.9898
Midwest Electric Member Corp | NE | Cooperative | 2320 | 34081 | 3811.7 | 11.1842
Nebraska Public Power District | NE | Political Subdivision | 72344 | 831220 | 86415 | 10.3962
Norris Public Power District | NE | Political Subdivision | 16431 | 317853 | 27802.8 | 8.7471
Northeast Power | NE | Political Subdivision | 6756 | 114466 | 10206 | 8.9162
Omaha Public Power District | NE | Political Subdivision | 346503 | 3834614 | 436555 | 11.3846
Perennial Public Power Dist | NE | Political Subdivision | 3506 | 75823 | 7968.1 | 10.5088
Southern Public Power District | NE | Political Subdivision | 15184 | 240081 | 22428.8 | 9.3422
Southwest Public Power Dist | NE | Political Subdivision | 2178 | 35335 | 3448 | 9.758
Liberty Utilities (Granite State Electri | NH | Investor Owned | 34954 | 288353 | 52831.3 | 18.3217
New Hampshire Elec Coop Inc | NH | Cooperative | 72017 | 508822 | 102932.6 | 20.2296
Public Service Co of NH | NH | Investor Owned | 377250 | 2817153 | 549504.5 | 19.5057
Sunnova | NH | Behind the Meter | 4 | 19 | 3.2 | .
Sunrun Inc. | NH | Behind the Meter | 694 | 5216 | 1064.4 | .
Tesla Inc. | NH | Behind the Meter | 1205 | 8090 | 1321 | .
Unitil Energy Systems | NH | Investor Owned | 62197 | 475108 | 89675 | 18.8747
Atlantic City Electric Co | NJ | Investor Owned | 448299 | 3774086 | 701582.3 | 18.5895
City of Vineland - (NJ) | NJ | Municipal | 22609 | 214722 | 35439.7 | 16.5049
Jersey Central Power & Lt Co | NJ | Investor Owned | 865009 | 8323585 | 1098268.7 | 13.1947
Public Service Elec & Gas Co | NJ | Investor Owned | 1865736 | 12955771 | 2254559.3 | 17.402
Rockland Electric Co | NJ | Investor Owned | 61310 | 674015 | 118719.5 | 17.6138
Spruce Finance | NJ | Behind the Meter | 4052 | 33488 | 5167.6 | .
SunPower Capital, LLC | NJ | Behind the Meter | 4614 | 37389 | 7193.4 | .
Sunnova | NJ | Behind the Meter | 26128 | 235221 | 39657.1 | .
Sunrun Inc. | NJ | Behind the Meter | 33897 | 259385 | 40306.9 | .
Tesla Inc. | NJ | Behind the Meter | 10057 | 70899 | 12202 | .
Central New Mexico El Coop, Inc | NM | Cooperative | 16762 | 124950 | 21634 | 17.3141
Central Valley Elec Coop, Inc | NM | Cooperative | 5961 | 80135 | 7708.4 | 9.6193
City of Farmington - (NM) | NM | Municipal | 35828 | 278617 | 30859 | 11.0758
Continental Divide El Coop Inc | NM | Cooperative | 20670 | 156034 | 21995 | 14.0963
El Paso Electric Co | NM | Investor Owned | 91554 | 763252 | 90335 | 11.8355
Farmers Electric Coop, Inc - (NM) | NM | Cooperative | 10057 | 96476 | 11778.5 | 12.2087
Jemez Mountains Elec Coop, Inc | NM | Cooperative | 27921 | 187507 | 26446 | 14.104
Kit Carson Electric Coop, Inc | NM | Cooperative | 25477 | 149766 | 27849.5 | 18.5953
Lea County Electric Coop, Inc | NM | Cooperative | 7153 | 90600 | 8425 | 9.2991
Los Alamos County | NM | Municipal | 7922 | 58667 | 7353.2 | 12.5338
Navajo Tribal Utility Authority | NM | State | 9863 | 64619 | 9121 | 14.115
Navopache Electric Coop, Inc | NM | Cooperative | 1400 | 7626 | 1058 | 13.8736
Otero County Electric Coop Inc | NM | Cooperative | 16250 | 109558 | 20175.7 | 18.4155
Public Service Co of NM | NM | Investor Owned | 480817 | 3339524 | 484719.5 | 14.5146
Rio Grande Electric Coop, Inc | NM | Cooperative | 243 | 1775 | 298.7 | 16.8282
Roosevelt County Elec Coop Inc | NM | Cooperative | 3880 | 48803 | 5056 | 10.36
Southwestern Electric Coop Inc - (NM) | NM | Cooperative | 1445 | 9673 | 2352.2 | 24.3172
Southwestern Public Service Co | NM | Investor Owned | 98490 | 1132007 | 122261 | 10.8004
Springer Electric Coop, Inc | NM | Cooperative | 2433 | 14194 | 2606 | 18.3599
Sunnova | NM | Behind the Meter | 852 | 8001 | 1335.4 | .
Sunrun Inc. | NM | Behind the Meter | 3185 | 28219 | 3507.3 | .
Tesla Inc. | NM | Behind the Meter | 350 | 3098 | 475 | .
Tri-County Electric Coop, Inc (OK) | NM | Cooperative | 3 | 11 | 2.5 | 22.7273
City of Boulder City - (NV) | NV | Municipal | 7088 | 100013 | 10158 | 10.1567
Mt Wheeler Power, Inc | NV | Cooperative | 5141 | 83402 | 6274.2 | 7.5228
Nevada Power Co | NV | Investor Owned | 871439 | 10415348 | 1210170.1 | 11.6191
Overton Power District No 5 | NV | Political Subdivision | 14259 | 216958 | 21571 | 9.9425
Raft Rural Elec Coop Inc | NV | Cooperative | 1506 | 16395 | 1619 | 9.875
Sierra Pacific Power Co | NV | Investor Owned | 316299 | 2769298 | 302582.8 | 10.9263
Spruce Finance | NV | Behind the Meter | 122 | 1315 | 167.4 | .
SunPower Capital, LLC | NV | Behind the Meter | 746 | 8441 | 1350.5 | .
Sunnova | NV | Behind the Meter | 3462 | 38027 | 5093.9 | .
Sunrun Inc. | NV | Behind the Meter | 13378 | 156192 | 20813 | .
Surprise Valley Electrification | NV | Cooperative | 4 | 44 | 4.5 | 10.2273
Tesla Inc. | NV | Behind the Meter | 12389 | 119385 | 13923 | .
Valley Electric Assn, Inc | NV | Cooperative | 21190 | 310363 | 42286.3 | 13.6248
Wells Rural Electric Co | NV | Cooperative | 4550 | 56321 | 5727.3 | 10.169
Central Hudson Gas & Elec Corp | NY | Investor Owned | 215501 | 1829227 | 338949.5 | 18.5297
City of Plattsburgh - (NY) | NY | Municipal | 8791 | 157185 | 7614.5 | 4.8443
Consolidated Edison Co-NY Inc | NY | Investor Owned | 2482139 | 11344135 | 3099816 | 27.3253
Fishers Island Utility Co Inc | NY | Investor Owned | 646 | 5266 | 1869 | 35.4918
Jamestown Board of Public Util | NY | Municipal | 16146 | 159248 | 13864.3 | 8.7061
Long Island Power Authority | NY | State | 1024508 | 9535372 | 2104767.7 | 22.0733
New York State Elec & Gas Corp | NY | Investor Owned | 678499 | 6074761 | 784144.1 | 12.9082
Niagara Mohawk Power Corp. | NY | Investor Owned | 1341789 | 10510294 | 1565320.1 | 14.8932
Orange & Rockland Utils Inc | NY | Investor Owned | 134506 | 1068653 | 212116.3 | 19.8489
Pennsylvania Electric Co | NY | Investor Owned | 3276 | 30775 | 3238.3 | 10.5225
Rochester Gas & Electric Corp | NY | Investor Owned | 287962 | 2398911 | 324748.5 | 13.5373
Spruce Finance | NY | Behind the Meter | 3249 | 22766 | 3910 | .
SunPower Capital, LLC | NY | Behind the Meter | 8661 | 72210 | 15075.6 | .
Sunnova | NY | Behind the Meter | 5794 | 43717 | 9562.1 | .
Sunrun Inc. | NY | Behind the Meter | 30537 | 210374 | 40196.8 | .
Tesla Inc. | NY | Behind the Meter | 16990 | 117765 | 20327.6 | .
Town of Massena - (NY) | NY | Municipal | 8200 | 117184 | 6027.8 | 5.1439
Village of Fairport - (NY) | NY | Municipal | 16275 | 230903 | 15134.1 | 6.5543
Village of Freeport - (NY) | NY | Municipal | 13258 | 122563 | 16440 | 13.4135
Village of Solvay - (NY) | NY | Municipal | 4706 | 59645 | 3657.1 | 6.1314
Buckeye Rural Elec Coop, Inc | OH | Cooperative | 17443 | 222421 | 37579 | 16.8954
Butler Rural Electric Coop Inc - (OH) | OH | Cooperative | 11178 | 181679 | 30581 | 16.8324
City of Bowling Green - (OH) | OH | Municipal | 12884 | 102011 | 15398 | 15.0945
City of Celina - (OH) | OH | Municipal | 7011 | 83923 | 9367 | 11.1614
City of Cleveland - (OH) | OH | Municipal | 65104 | 404263 | 58956.9 | 14.5838
City of Columbus - (OH) | OH | Municipal | 13096 | 91297 | 10569.8 | 11.5774
City of Cuyahoga Falls - (OH) | OH | Municipal | 23743 | 180336 | 24069.8 | 13.3472
City of Dover - (OH) | OH | Municipal | 5826 | 51146 | 7904 | 15.4538
City of Hamilton - (OH) | OH | Municipal | 26654 | 251963 | 40676.9 | 16.144
City of Lebanon - (OH) | OH | Municipal | 8435 | 86428 | 10075 | 11.6571
City of Niles - (OH) | OH | Municipal | 12119 | 94280 | 7350 | 7.7959
City of Orrville - (OH) | OH | Municipal | 6579 | 75651 | 8271 | 10.9331
City of Painesville | OH | Municipal | 10715 | 86674 | 12648.6 | 14.5933
City of Piqua - (OH) | OH | Municipal | 9786 | 89816 | 10508.4 | 11.6999
City of St Marys - (OH) | OH | Municipal | 3748 | 37608 | 4756.9 | 12.6486
City of Wadsworth - (OH) | OH | Municipal | 12094 | 121156 | 12454 | 10.2793
City of Wapakoneta - (OH) | OH | Municipal | 5200 | 49702 | 5727 | 11.5227
City of Westerville - (OH) | OH | Municipal | 15587 | 174149 | 21600 | 12.4032
Cleveland Electric Illum Co | OH | Investor Owned | 165278 | 1267429 | 162934 | 12.8555
Clyde Light & Power | OH | Municipal | 2770 | 25124 | 2895 | 11.5228
Consolidated Electric Coop Inc | OH | Cooperative | 16093 | 251729 | 38770 | 15.4015
Dayton Power & Light Co | OH | Investor Owned | 261807 | 2947771 | 272853 | 9.2562
Duke Energy Ohio Inc | OH | Investor Owned | 254844 | 2934314 | 328712.1 | 11.2023
Guernsey-Muskingum El Coop Inc | OH | Cooperative | 15049 | 174393 | 26130.1 | 14.9835
Hancock-Wood Electric Coop Inc | OH | Cooperative | 11131 | 151517 | 23382.9 | 15.4325
Holmes-Wayne Electric Coop Inc | OH | Cooperative | 14459 | 181051 | 25748.9 | 14.2219
Licking Rural Electric Inc | OH | Cooperative | 25091 | 326126 | 49366.1 | 15.1371
Lorain-Medina R E C, Inc | OH | Cooperative | 15050 | 218146 | 31295.5 | 14.3461
Midwest Electric, Inc | OH | Cooperative | 10670 | 174089 | 22374.5 | 12.8523
Midwest Energy Cooperative | OH | Cooperative | 870 | 11317 | 1808.9 | 15.9839
North Central Elec Coop, Inc | OH | Cooperative | 8392 | 123788 | 17577.2 | 14.1994
Ohio Edison Co | OH | Investor Owned | 293129 | 2948091 | 364533.4 | 12.3651
Ohio Power Co | OH | Investor Owned | 758987 | 8453732 | 1099682 | 13.0082
Paulding-Putman Elec Coop, Inc | OH | Cooperative | 9119 | 138545 | 18713.6 | 13.5072
Pioneer Rural Elec Coop, Inc - (OH) | OH | Cooperative | 15926 | 253317 | 37463.7 | 14.7893
South Central Power Company | OH | Cooperative | 113473 | 1556486 | 200818 | 12.902
The Toledo Edison Co | OH | Investor Owned | 85786 | 813581 | 105791.7 | 13.0032
Union Rural Electric Coop, Inc | OH | Cooperative | 10782 | 151402 | 21887.2 | 14.4563
Alfalfa Electric Coop, Inc | OK | Cooperative | 2682 | 50313 | 5195 | 10.3254
Arkansas Valley Elec Coop Corp | OK | Cooperative | 4177 | 57831 | 7069.7 | 12.2248
CKenergy Electric Cooperative | OK | Cooperative | 21826 | 257118 | 35767 | 13.9107
Canadian Valley Elec Coop, Inc | OK | Cooperative | 23249 | 358470 | 39636.7 | 11.0572
Central Rural Electric Cooperative, Inc | OK | Cooperative | 18260 | 335485 | 35908.9 | 10.7036
Choctaw Electric Coop Inc | OK | Cooperative | 19847 | 280866 | 37457.4 | 13.3364
Cimarron Electric Coop | OK | Cooperative | 14412 | 169164 | 20698.5 | 12.2358
City of Claremore | OK | Municipal | 11276 | 123498 | 17595 | 14.2472
City of Edmond - (OK) | OK | Municipal | 37022 | 509266 | 55005.8 | 10.801
City of Ponca City - (OK) | OK | Municipal | 13830 | 147196 | 18794 | 12.768
Cookson Hills Elec Coop, Inc | OK | Cooperative | 16976 | 242155 | 29138 | 12.0328
Cotton Electric Coop, Inc | OK | Cooperative | 18985 | 295005 | 35353.4 | 11.984
East Central Oklahoma Elec Coop Inc | OK | Cooperative | 31696 | 431081 | 45825 | 10.6303
Empire District Electric Co | OK | Investor Owned | 3811 | 49964 | 5804 | 11.6164
Indian Electric Coop, Inc | OK | Cooperative | 14467 | 230054 | 24043.6 | 10.4513
Kay Electric Coop | OK | Cooperative | 4296 | 53153 | 6855 | 12.8967
Kiamichi Electric Coop, Inc | OK | Cooperative | 20292 | 268865 | 31410 | 11.6824
Lake Region Electric Coop, Inc - (OK) | OK | Cooperative | 23830 | 342553 | 35245 | 10.2889
Northeast Oklahoma Electric Co | OK | Cooperative | 36486 | 511560 | 58455 | 11.4268
Northwestern Electric Coop Inc - (OK) | OK | Cooperative | 9586 | 105826 | 15640 | 14.779
Oklahoma Electric Coop Inc | OK | Cooperative | 54776 | 831828 | 99737 | 11.9901
Oklahoma Gas & Electric Co | OK | Investor Owned | 688207 | 8822705 | 949822.8 | 10.7657
Ozarks Electric Coop Corp - (AR) | OK | Cooperative | 11480 | 145843 | 16730 | 11.4712
People's Electric Cooperative | OK | Cooperative | 14119 | 234823 | 27553.2 | 11.7336
Public Service Co of Oklahoma | OK | Investor Owned | 487689 | 6243064 | 651190.6 | 10.4306
Red River Valley Rrl Elec Assn | OK | Cooperative | 15195 | 199005 | 21916 | 11.0128
Rural Electric Coop, Inc | OK | Cooperative | 8813 | 122513 | 14224.6 | 11.6107
Southeastern Electric Coop Inc - (OK) | OK | Cooperative | 14650 | 211213 | 25424 | 12.0371
Southwest Arkansas E C C | OK | Cooperative | 223 | 2710 | 324.1 | 11.9594
Southwestern Electric Coop Inc - (NM) | OK | Cooperative | 3 | 45 | 9.5 | 21.1111
Stillwater Utilities Authority | OK | Municipal | 19305 | 209391 | 23955 | 11.4403
Tri-County Electric Coop, Inc (OK) | OK | Cooperative | 13179 | 133411 | 20072.8 | 15.0458
Verdigris Valley Elec Coop Inc | OK | Cooperative | 33793 | 562570 | 58605 | 10.4174
Central Electric Coop Inc - (OR) | OR | Cooperative | 32264 | 536822 | 49260 | 9.1762
Central Lincoln People's Ut Dt | OR | Political Subdivision | 35002 | 441566 | 44185.5 | 10.0065
City of Eugene - (OR) | OR | Municipal | 86187 | 955353 | 108657.1 | 11.3735
City of Forest Grove | OR | Municipal | 9638 | 121174 | 10477 | 8.6462
City of McMinnville - (OR) | OR | Municipal | 15529 | 204383 | 14849 | 7.2653
City of Springfield - (OR) | OR | Municipal | 28792 | 367968 | 27148.2 | 7.3779
Clatskanie Peoples Util Dist | OR | Political Subdivision | 3737 | 74354 | 5253.8 | 7.0659
Columbia River Peoples Ut Dist | OR | Political Subdivision | 15940 | 232646 | 19743.2 | 8.4864
Columbia Rural Elec Assn, Inc | OR | Cooperative | 44 | 894 | 107.4 | 12.0134
Consumers Power, Inc | OR | Cooperative | 17964 | 259500 | 28289.6 | 10.9016
Coos-Curry Electric Coop, Inc | OR | Cooperative | 15663 | 190163 | 23704.1 | 12.4651
Emerald People's Utility Dist | OR | Political Subdivision | 19677 | 294791 | 30824 | 10.4562
Idaho Power Co | OR | Investor Owned | 13742 | 187618 | 17686 | 9.4266
Lane Electric Coop Inc | OR | Cooperative | 12038 | 189056 | 22031.6 | 11.6535
Midstate Electric Coop, Inc | OR | Cooperative | 17705 | 278886 | 24811 | 8.8965
Northern Wasco County PUD | OR | Political Subdivision | 9694 | 140813 | 10335.4 | 7.3398
Oregon Trail El Cons Coop, Inc | OR | Cooperative | 25748 | 303368 | 31426 | 10.359
PacifiCorp | OR | Investor Owned | 529951 | 6019655 | 627456.1 | 10.4235
Portland General Electric Co | OR | Investor Owned | 800372 | 7978099 | 1056368 | 13.2408
Salem Electric - (OR) | OR | Cooperative | 18203 | 199810 | 19480.3 | 9.7494
Sunrun Inc. | OR | Behind the Meter | 89 | 440 | 52.8 | .
Surprise Valley Electrification | OR | Cooperative | 1185 | 16310 | 1624.2 | 9.9583
Tesla Inc. | OR | Behind the Meter | 3659 | 21500 | 2253 | .
Tillamook Peoples Utility Dist | OR | Political Subdivision | 19545 | 259289 | 26976 | 10.4038
Umatilla Electric Coop Assn | OR | Cooperative | 12115 | 175385 | 15502.8 | 8.8393
Adams Electric Cooperative Inc | PA | Cooperative | 31133 | 438890 | 54588 | 12.4377
Bedford Rural Elec Coop, Inc | PA | Cooperative | 8750 | 100851 | 12242 | 12.1387
Borough of Chambersburg | PA | Municipal | 9588 | 97537 | 9665 | 9.9091
Central Electric Coop, Inc - (PA) | PA | Cooperative | 23506 | 220096 | 32244 | 14.65
Citizens Electric Co - (PA) | PA | Investor Owned | 5888 | 87656 | 9220 | 10.5184
Claverack Rural Elec Coop Inc | PA | Cooperative | 17221 | 174049 | 24080 | 13.8352
Duquesne Light Co | PA | Investor Owned | 416984 | 3152876 | 511113.1 | 16.211
Metropolitan Edison Co | PA | Investor Owned | 389719 | 4426321 | 563576.3 | 12.7324
Northwestern Rural E C A, Inc - (PA) | PA | Cooperative | 19127 | 196269 | 26610 | 13.5579
PECO Energy Co | PA | Investor Owned | 1130554 | 10442369 | 1315534.5 | 12.598
PPL Electric Utilities Corp | PA | Investor Owned | 819149 | 8924516 | 1212819.2 | 13.5897
Pennsylvania Electric Co | PA | Investor Owned | 392902 | 3399317 | 493815.2 | 14.5269
Pennsylvania Power Co | PA | Investor Owned | 118456 | 1324734 | 174676 | 13.1857
Pike County Light & Power Co | PA | Investor Owned | 3155 | 25923 | 3784.9 | 14.6005
REA Energy Coop Inc | PA | Cooperative | 20870 | 234573 | 29493 | 12.5731
Somerset Rural Elec Coop, Inc | PA | Cooperative | 12399 | 128695 | 14948 | 11.6151
SunPower Capital, LLC | PA | Behind the Meter | 52 | 492 | 26.9 | .
Sunnova | PA | Behind the Meter | 3619 | 39920 | 6446.6 | .
Sunrun Inc. | PA | Behind the Meter | 4557 | 39214 | 5780.6 | .
Tesla Inc. | PA | Behind the Meter | 6955 | 58729 | 8341 | .
Tri-County Rural Elec Coop Inc (PA) | PA | Cooperative | 18088 | 123669 | 20574 | 16.6363
UGI Utilities, Inc | PA | Investor Owned | 55123 | 576276 | 65487.9 | 11.364
Valley Rural Electric Coop Inc | PA | Cooperative | 19362 | 215320 | 28028 | 13.0169
Wellsborough Electric Co | PA | Investor Owned | 5131 | 44815 | 6596 | 14.7183
West Penn Power Company | PA | Investor Owned | 504024 | 5752378 | 596189.5 | 10.3642
Block Island Utility District | RI | Political Subdivision | 1610 | 6894 | 2897 | 42.022
Pascoag Utility District | RI | Municipal | 4324 | 35028 | 5243 | 14.968
Sunnova | RI | Behind the Meter | 1394 | 10062 | 1789.2 | .
Sunrun Inc. | RI | Behind the Meter | 1153 | 7499 | 1817.7 | .
Tesla Inc. | RI | Behind the Meter | 95 | 698 | 153 | .
The Narragansett Electric Co | RI | Investor Owned | 399976 | 2811239 | 621484.3 | 22.1071
Aiken Electric Coop Inc | SC | Cooperative | 47152 | 613632 | 83700.7 | 13.6402
Berkeley Electric Coop Inc | SC | Cooperative | 100261 | 1418499 | 190420 | 13.424
Black River Electric Coop, Inc - (SC) | SC | Cooperative | 29436 | 454974 | 54939.7 | 12.0753
Blue Ridge Electric Coop Inc - (SC) | SC | Cooperative | 63478 | 782968 | 119641.1 | 15.2805
Broad River Electric Coop, Inc | SC | Cooperative | 21849 | 275316 | 40967.5 | 14.8802
City of Gaffney - (SC) | SC | Municipal | 6119 | 73224 | 8245 | 11.26
City of Newberry - (SC) | SC | Municipal | 4113 | 44064 | 6449.1 | 14.6358
City of Orangeburg - (SC) | SC | Municipal | 20684 | 275045 | 32565.3 | 11.84
City of Rock Hill - (SC) | SC | Municipal | 35925 | 365053 | 47660 | 13.0556
Dominion Energy South Carolina, Inc | SC | Investor Owned | 664550 | 8232409 | 1206976 | 14.6613
Duke Energy Carolinas, LLC | SC | Investor Owned | 530414 | 6745701 | 751442.3 | 11.1396
Duke Energy Progress - (NC) | SC | Investor Owned | 139488 | 2059056 | 241604.4 | 11.7337
Easley Combined Utility System | SC | Municipal | 14008 | 166116 | 21260 | 12.7983
Edisto Electric Coop, Inc | SC | Cooperative | 15264 | 225072 | 33858.1 | 15.0432
Fairfield Electric Coop, Inc | SC | Cooperative | 29458 | 405937 | 54013 | 13.3058
Greenwood CPW | SC | Municipal | 11453 | 115585 | 10402 | 8.9994
Greer Commission of Public Wks | SC | Municipal | 19362 | 213273 | 26529 | 12.439
Haywood Electric Member Corp | SC | Cooperative | 9 | 72 | 11 | 15.2778
Horry Electric Coop Inc | SC | Cooperative | 75794 | 1015619 | 122269 | 12.0389
Laurens Electric Coop, Inc | SC | Cooperative | 55327 | 719248 | 95716 | 13.3078
Lockhart Power Co | SC | Investor Owned | 4898 | 64467 | 8389.9 | 13.0143
Lynches River Elec Coop, Inc | SC | Cooperative | 20504 | 256998 | 37956 | 14.769
Marlboro Electric Coop, Inc | SC | Cooperative | 5401 | 82522 | 8307 | 10.0664
Mid-Carolina Electric Coop Inc | SC | Cooperative | 54343 | 749132 | 95510 | 12.7494
Newberry Electric Coop, Inc | SC | Cooperative | 12588 | 153940 | 21862 | 14.2016
Palmetto Electric Coop Inc | SC | Cooperative | 65274 | 972457 | 110877 | 11.4017
Pee Dee Electric Coop, Inc | SC | Cooperative | 28315 | 434351 | 51036 | 11.7499
Santee Electric Coop, Inc | SC | Cooperative | 34554 | 533717 | 70450.7 | 13.2
South Carolina Public Service Authority | SC | State | 166043 | 1992622 | 225542.5 | 11.3189
Sunnova | SC | Behind the Meter | 174 | 1918 | 197.4 | .
Sunrun Inc. | SC | Behind the Meter | 7858 | 77801 | 12493.3 | .
Tri-County Electric Coop, Inc (SC) | SC | Cooperative | 17614 | 230716 | 35799.1 | 15.5165
York Electric Coop Inc | SC | Cooperative | 61423 | 797750 | 96635 | 12.1134
Black Hills Electric Coop, Inc | SD | Cooperative | 8604 | 118431 | 16837 | 14.2167
Black Hills Power, Inc. | SD | Investor Owned | 58083 | 554066 | 83940 | 15.1498
Central Electric Coop, Inc - (SD) | SD | Cooperative | 6399 | 112710 | 14075.4 | 12.4882
City of Brookings - (SD) | SD | Municipal | 9906 | 100635 | 11091 | 11.021
City of Madison - (SD) | SD | Municipal | 2895 | 34554 | 4135 | 11.9668
City of Pierre - (SD) | SD | Municipal | 6149 | 67781 | 6789.2 | 10.0164
City of Volga - (SD) | SD | Municipal | 1000 | 11353 | 1451.8 | 12.7878
Dakota Energy Coop Inc | SD | Cooperative | 3270 | 58105 | 8665.9 | 14.9142
MidAmerican Energy Co | SD | Investor Owned | 4171 | 55961 | 4668.8 | 8.343
Montana-Dakota Utilities Co | SD | Investor Owned | 6390 | 67254 | 7564 | 11.2469
Nebraska Public Power District | SD | Political Subdivision | 1020 | 17348 | 1622 | 9.3498
NorthWestern Energy - (SD) | SD | Investor Owned | 50805 | 571295 | 65429 | 11.4528
Northern Electric Coop, Inc | SD | Cooperative | 5406 | 134291 | 14010.8 | 10.4332
Northern States Power Co - Minnesota | SD | Investor Owned | 85700 | 804651 | 104165.3 | 12.9454
Otter Tail Power Co | SD | Investor Owned | 8945 | 115354 | 12295.6 | 10.659
Rosebud Electric Coop Inc | SD | Cooperative | 4785 | 64124 | 6370 | 9.9339
Sioux Valley SW Elec Coop | SD | Cooperative | 20539 | 317262 | 38621.1 | 12.1733
Southeastern Electric Coop Inc - (SD) | SD | Cooperative | 17596 | 253286 | 28993.7 | 11.447
Watertown Municipal Utilities | SD | Municipal | 10828 | 119346 | 10857 | 9.0971
West River Electric Assn Inc | SD | Cooperative | 16729 | 184702 | 23445 | 12.6934
Appalachian Electric Coop | TN | Cooperative | 41697 | 631326 | 72833 | 11.5365
Athens Utility Board | TN | Municipal | 11180 | 158400 | 16317 | 10.3011
Benton County | TN | Municipal | 8555 | 109089 | 14257 | 13.0691
Bolivar Energy Authority | TN | Municipal | 8907 | 126607 | 15551 | 12.2829
Caney Fork Electric Coop, Inc | TN | Cooperative | 28106 | 399929 | 46784 | 11.6981
Carroll County - (TN) | TN | Municipal | 12225 | 176814 | 19020 | 10.7571
Chickasaw Electric Coop, Inc | TN | Cooperative | 18370 | 309611 | 31247 | 10.0923
City of Alcoa Utilities | TN | Municipal | 26581 | 401347 | 44096 | 10.987
City of Bristol - (TN) | TN | Municipal | 29286 | 459622 | 44746 | 9.7354
City of Brownsville | TN | Municipal | 4162 | 53064 | 5305 | 9.9974
City of Chattanooga - (TN) | TN | Municipal | 155393 | 2113989 | 234333 | 11.0849
City of Clarksville - (TN) | TN | Municipal | 68627 | 963378 | 110081 | 11.4266
City of Cleveland - (TN) | TN | Municipal | 27665 | 376071 | 43876 | 11.6669
City of Clinton - (TN) | TN | Municipal | 25733 | 370626 | 43015 | 11.606
City of Cookeville - (TN) | TN | Municipal | 15109 | 181798 | 18960 | 10.4292
City of Covington - (TN) | TN | Municipal | 3707 | 48152 | 4925 | 10.228
City of Dayton - (TN) | TN | Municipal | 8874 | 112718 | 12339 | 10.9468
City of Dickson | TN | Municipal | 29444 | 443040 | 46281 | 10.4462
City of Dyersburg | TN | Municipal | 9461 | 131347 | 13616 | 10.3664
City of Elizabethton - (TN) | TN | Municipal | 23070 | 323321 | 35524 | 10.9872
City of Etowah | TN | Municipal | 4368 | 59035 | 7616 | 12.9008
City of Fayetteville | TN | Municipal | 16379 | 247590 | 27310 | 11.0303
City of Gallatin - (TN) | TN | Municipal | 19851 | 258798 | 26896 | 10.3927
City of Greeneville - (TN) | TN | Municipal | 31669 | 474390 | 49582 | 10.4517
City of Harriman - (TN) | TN | Municipal | 9206 | 126305 | 15917 | 12.602
City of Humboldt | TN | Municipal | 3477 | 42992 | 4494 | 10.4531
City of Jackson - (TN) | TN | Municipal | 30290 | 392509 | 43594 | 11.1065
City of Jellico | TN | Municipal | 1622 | 22367 | 2448 | 10.9447
City of LaFollette | TN | Municipal | 19588 | 257142 | 31242 | 12.1497
City of Lawrenceburg | TN | Municipal | 17652 | 257979 | 28125 | 10.902
City of Lenoir - (TN) | TN | Municipal | 58432 | 875482 | 95281 | 10.8833
City of Lewisburg - (TN) | TN | Municipal | 4812 | 66267 | 6820 | 10.2917
City of Lexington - (TN) | TN | Municipal | 17776 | 229027 | 25370 | 11.0773
City of Memphis - (TN) | TN | Municipal | 378516 | 5257499 | 557355.2 | 10.6011
City of Milan | TN | Municipal | 6800 | 102356 | 10962 | 10.7097
City of Morristown - (TN) | TN | Municipal | 12590 | 164117 | 19157 | 11.6728
City of Mt Pleasant - (TN) | TN | Municipal | 3457 | 48100 | 5894 | 12.2536
City of Newbern | TN | Municipal | 1499 | 20678 | 1984 | 9.5947
City of Newport | TN | Municipal | 19295 | 257545 | 31251 | 12.1342
City of Oak Ridge | TN | Municipal | 14461 | 161451 | 18901 | 11.707
City of Paris - (TN) | TN | Municipal | 15872 | 220660 | 23426 | 10.6163
City of Pulaski - (TN) | TN | Municipal | 12213 | 175647 | 21230 | 12.0867
City of Ripley - (TN) | TN | Municipal | 5239 | 69142 | 7612 | 11.0092
City of Rockwood - (TN) | TN | Municipal | 11793 | 170684 | 20322 | 11.9062
City of Shelbyville - (TN) | TN | Municipal | 9161 | 122731 | 12783 | 10.4155
City of Smithville - (TN) | TN | Municipal | 2268 | 24457 | 2787 | 11.3955
City of Sparta | TN | Municipal | 2226 | 25275 | 2834 | 11.2127
City of Springfield - (TN) | TN | Municipal | 7290 | 98299 | 10028 | 10.2015
City of Sweetwater | TN | Municipal | 7285 | 112294 | 12132 | 10.8038
City of Trenton - (TN) | TN | Municipal | 1956 | 23917 | 2730 | 11.4145
City of Union City | TN | Municipal | 5166 | 65117 | 6866 | 10.5441
City of Winchester - (TN) | TN | Municipal | 5065 | 69278 | 7503 | 10.8303
Columbia Power System | TN | Municipal | 27949 | 371579 | 40853 | 10.9944
Cumberland Elec Member Corp | TN | Cooperative | 93463 | 1589571 | 185203 | 11.6511
Cumberland Valley Electric, Inc. | TN | Cooperative | 71 | 780 | 94 | 12.0513
Duck River Elec Member Corp | TN | Cooperative | 67631 | 1103212 | 123944 | 11.2348
Entergy Arkansas LLC | TN | Investor Owned | 2 | 17 | 1.7 | 10
Forked Deer Electric Coop, Inc | TN | Cooperative | 8354 | 132912 | 16465 | 12.3879
Fort Loudoun Electric Coop | TN | Cooperative | 29240 | 472426 | 52454 | 11.1031
French Broad Elec Member Corp | TN | Cooperative | 977 | 8598 | 1159.4 | 13.4845
Gibson Electric Members Corp | TN | Cooperative | 29060 | 459975 | 53782 | 11.6924
Holston Electric Coop, Inc | TN | Cooperative | 25263 | 361107 | 42071 | 11.6506
Johnson City - (TN) | TN | Municipal | 69586 | 1002462 | 114482 | 11.4201
Kingsport Power Co | TN | Investor Owned | 42355 | 653124 | 66238 | 10.1417
Knoxville Utilities Board | TN | Municipal | 185566 | 2513239 | 272826 | 10.8556
Loudon Utilities Board | TN | Municipal | 11473 | 171433 | 17956 | 10.4741
Maryville Utilities | TN | Municipal | 19514 | 262968 | 26988 | 10.2628
McMinnville Electric System | TN | Municipal | 6513 | 76762 | 7936 | 10.3384
Meriwether Lewis Electric Coop | TN | Cooperative | 29373 | 422600 | 49560 | 11.7274
Middle Tennessee E M C | TN | Cooperative | 280568 | 4320326 | 446299 | 10.3302
Mountain Electric Coop, Inc | TN | Cooperative | 12579 | 153760 | 16669 | 10.8409
Nashville Electric Service | TN | Municipal | 382468 | 4927919 | 589243 | 11.9572
Pickwick Electric Coop | TN | Cooperative | 16504 | 243659 | 27740 | 11.3848
Plateau Electric Cooperative | TN | Cooperative | 13912 | 161218 | 19326 | 11.9875
Powell Valley Electric Coop | TN | Cooperative | 20538 | 260841 | 27179 | 10.4198
Sequachee Valley Electric Coop | TN | Cooperative | 31525 | 442645 | 51454 | 11.6242
Sevier County Electric System | TN | Municipal | 35632 | 507635 | 52004 | 10.2444
South Kentucky Rural E C C | TN | Cooperative | 161 | 1573 | 173.6 | 11.0362
Southwest Tennessee E M C | TN | Cooperative | 43116 | 676414 | 78790 | 11.6482
Tennessee Valley Electric Coop | TN | Cooperative | 16289 | 213328 | 24892 | 11.6684
Town of Erwin - (TN) | TN | Municipal | 7602 | 94497 | 10685 | 11.3072
Tri-County Elec Member Corp (TN) | TN | Cooperative | 23810 | 364630 | 40962 | 11.2339
Tri-State Electric Member Corp | TN | Cooperative | 2701 | 33159 | 4182 | 12.612
Tullahoma Board-Public Utils | TN | Municipal | 9070 | 126866 | 12792 | 10.0831
Upper Cumberland E M C | TN | Cooperative | 43789 | 632513 | 71052 | 11.2333
Volunteer Electric Coop | TN | Cooperative | 100868 | 1436452 | 157026 | 10.9315
Weakley County Mun Elec Sys | TN | Municipal | 15694 | 250863 | 25566 | 10.1912
3000 Energy Corp | TX | Retail Power Marketer | 2538 | 29915 | 3649.9 | 12.2009
AP Holdings LLC | TX | Retail Power Marketer | 28830 | 489987 | 31803.9 | 6.4908
ATG Clean Energy Holdings Inc. | TX | Retail Power Marketer | 22354 | 116273 | 5684.1 | 4.8886
Accent Energy Holdings, LLC | TX | Retail Power Marketer | 5601 | 82310 | 10011 | 12.1626
Alliance Power Company, LLC. | TX | Retail Power Marketer | 4992 | 77825 | 5433 | 6.981
Ambit Energy Holdings, LLC | TX | Retail Power Marketer | 379298 | 4572159 | 621086 | 13.5841
AmeriPower LLC | TX | Retail Power Marketer | 1422 | 25866 | 2734 | 10.5699
Amigo Energy | TX | Retail Power Marketer | 96290 | 1291243 | 159860.4 | 12.3803
Austin Energy | TX | Municipal | 469969 | 4656544 | 470685.6 | 10.108
Bailey County Elec Coop Assn | TX | Cooperative | 3360 | 25536 | 3493.8 | 13.6819
Bandera Electric Coop, Inc | TX | Cooperative | 33262 | 458209 | 50553.8 | 11.0329
Bartlett Electric Coop, Inc | TX | Cooperative | 9259 | 163162 | 19593.1 | 12.0084
Big Country Electric Coop, Inc | TX | Cooperative | 9083 | 83997 | 12300 | 14.6434
Bluebonnet Electric Coop, Inc | TX | Cooperative | 96917 | 1383657 | 154072.5 | 11.1352
Bowie-Cass Electric Coop, Inc | TX | Cooperative | 34053 | 490782 | 62541.5 | 12.7432
Brilliant Energy, LLC | TX | Retail Power Marketer | 8534 | 19647 | 2416.1 | 12.2976
Brooklet Energy Distribution | TX | Retail Power Marketer | 10801 | 120379 | 12111 | 10.0607
Brownsville Public Utilities Board | TX | Municipal | 46449 | 596543 | 63731 | 10.6834
Bulb US LLC | TX | Retail Power Marketer | 7902 | 103415 | 7233.4 | 6.9945
Capital Energy PA LLC | TX | Retail Power Marketer | 657 | 222 | 24.8 | 11.1712
Central Texas Elec Coop, Inc | TX | Cooperative | 36272 | 446564 | 48905.1 | 10.9514
Champion Energy Services | TX | Retail Power Marketer | 155124 | 2292748 | 167212.9 | 7.2931
Chariot Energy | TX | Retail Power Marketer | 37324 | 537524 | 65209 | 12.1314
Cherokee County Elec Coop Assn | TX | Cooperative | 20255 | 280445 | 33453 | 11.9285
City of Brenham - (TX) | TX | Municipal | 5917 | 75767 | 7134.2 | 9.416
City of Bryan - (TX) | TX | Municipal | 54334 | 725781 | 74344.6 | 10.2434
City of College Station - (TX) | TX | Municipal | 40579 | 475849 | 62145 | 13.0598
City of Denton - (TX) | TX | Municipal | 52840 | 621615 | 66516.3 | 10.7006
City of Floresville | TX | Municipal | 14933 | 237880 | 25101.9 | 10.5523
City of Garland - (TX) | TX | Municipal | 66898 | 880139 | 89824 | 10.2057
City of Georgetown - (TX) | TX | Municipal | 26402 | 288687 | 40418.2 | 14.0007
City of Greenville - (TX) | TX | Municipal | 13770 | 169459 | 18068.4 | 10.6624
City of Lubbock - (TX) | TX | Municipal | 93176 | 1024245 | 122581 | 11.9679
City of New Braunfels - (TX) | TX | Municipal | 42989 | 573721 | 62456.1 | 10.8861
City of San Antonio - (TX) | TX | Municipal | 792973 | 10166047 | 1112893 | 10.9472
City of San Marcos - (TX) | TX | Municipal | 21698 | 240693 | 23699 | 9.8462
City of Seguin - (TX) | TX | Municipal | 7380 | 87488 | 9389 | 10.7318
Clearview Electric Inc. | TX | Retail Power Marketer | 992 | 9993 | 1087 | 10.8776
Comanche County Elec Coop Assn | TX | Cooperative | 6917 | 103072 | 13009 | 12.6213
Concho Valley Elec Coop Inc | TX | Cooperative | 11503 | 123999 | 18771 | 15.138
Conservice Energy | TX | Retail Power Marketer | 36562 | 47480 | 5820.5 | 12.2588
Constellation NewEnergy, Inc | TX | Retail Power Marketer | 156383 | 2347135 | 272171.1 | 11.5959
Cooke County Elec Coop Assn | TX | Cooperative | 14802 | 211043 | 26381.9 | 12.5007
Deaf Smith Electric Coop, Inc | TX | Cooperative | 5268 | 52667 | 5833.8 | 11.0768
Declaration Energy LLC | TX | Retail Power Marketer | 2353 | 3306 | 187.8 | 5.6806
Deep East Texas Elec Coop Inc | TX | Cooperative | 40106 | 559092 | 64115 | 11.4677
Denton County Elec Coop, Inc | TX | Cooperative | 258746 | 3804145 | 402106.7 | 10.5702
Direct Energy Services | TX | Retail Power Marketer | 508683 | 7523004 | 884371.9 | 11.7556
ENGIE Retail, LLC | TX | Retail Power Marketer | 12634 | 199088 | 20502.1 | 10.298
El Paso Electric Co | TX | Investor Owned | 303240 | 2419178 | 314190 | 12.9875
Entergy Texas Inc. | TX | Investor Owned | 422325 | 6201106 | 727152.9 | 11.7262
Entrust Energy | TX | Retail Power Marketer | 17213 | 82968 | 10063 | 12.1288
Farmers Electric Coop, Inc - (TX) | TX | Cooperative | 68062 | 1021647 | 115148 | 11.2708
Fayette Electric Coop, Inc | TX | Cooperative | 13363 | 151218 | 22526 | 14.8964
Frontier Utilities, LLC | TX | Retail Power Marketer | 115083 | 1561928 | 188013.6 | 12.0373
Grayson-Collin Elec Coop, Inc | TX | Cooperative | 64986 | 967282 | 113894 | 11.7746
Green Mountain Energy Company | TX | Retail Power Marketer | 320578 | 3476745 | 460324.1 | 13.2401
Greenbelt Electric Coop, Inc | TX | Cooperative | 3793 | 26968 | 5009 | 18.5739
GridPlus Texas Inc | TX | Retail Power Marketer | 3184 | 10246 | 958.1 | 9.351
Griddy Energy LLC | TX | Retail Power Marketer | 28620 | 54751 | 44825.3 | 81.8712
Guadalupe Valley Elec Coop Inc | TX | Cooperative | 82211 | 1184325 | 144337.5 | 12.1873
HILCO Electric Cooperative, Inc. | TX | Cooperative | 23938 | 440010 | 51992 | 11.8161
Hamilton County Elec Coop Assn | TX | Cooperative | 18405 | 219864 | 26366 | 11.992
Heart of Texas Electric Coop | TX | Cooperative | 17388 | 331596 | 32524.4 | 9.8084
Heritage Power LLC | TX | Retail Power Marketer | 7244 | 107718 | 7412.7 | 6.8816
Houston County Elec Coop Inc | TX | Cooperative | 20856 | 214071 | 29701 | 13.8744
Hudson Energy Services | TX | Retail Power Marketer | 5174 | 80778 | 8002.5 | 9.9068
Iberdrola Solutions, LLC | TX | Retail Power Marketer | 16922 | 115942 | 14755 | 12.7262
Infinite Electric LLC | TX | Retail Power Marketer | 121 | 33 | 5 | 15.1515
Infuse Energy LLC | TX | Retail Power Marketer | 37466 | 506065 | 53948.2 | 10.6603
Ironhorse Power Services LLC | TX | Retail Power Marketer | 891 | 4249 | 261.7 | 6.1591
JP Energy Resources, LLC | TX | Retail Power Marketer | 39501 | 474016 | 56699.7 | 11.9616
Jackson Electric Coop, Inc - (TX) | TX | Cooperative | 15090 | 161490 | 19110 | 11.8336
Jasper-Newton Elec Coop, Inc | TX | Cooperative | 20831 | 276264 | 35459 | 12.8352
Just Energy | TX | Retail Power Marketer | 214531 | 3009800 | 375426 | 12.4735
Karnes Electric Coop Inc | TX | Cooperative | 13929 | 246160 | 25049 | 10.1759
Kerrville Public Utility Board | TX | Municipal | 19741 | 277808 | 23930.4 | 8.614
Lamar County Elec Coop Assn | TX | Cooperative | 12279 | 160645 | 17286 | 10.7604
Lamb County Electric Coop, Inc | TX | Cooperative | 2788 | 36051 | 4265 | 11.8305
Lea County Electric Coop, Inc | TX | Cooperative | 1813 | 28573 | 2488 | 8.7075
Liberty Power Corp. | TX | Retail Power Marketer | 23954 | 282932 | 39985.8 | 14.1327
Lighthouse Electric Coop, Inc | TX | Cooperative | 3857 | 26312 | 4225.7 | 16.06
Lyntegar Electric Coop, Inc | TX | Cooperative | 8590 | 105712 | 12388 | 11.7186
MP2 Energy LLC | TX | Retail Power Marketer | 24160 | 329441 | 34580.8 | 10.4968
Magic Valley Electric Coop Inc | TX | Cooperative | 114602 | 1809043 | 181350 | 10.0246
Medina Electric Coop, Inc | TX | Cooperative | 28106 | 366080 | 45329.5 | 12.3824
Mid-South Electric Coop Assn | TX | Cooperative | 30950 | 473179 | 59251.3 | 12.522
MidAmerican Energy Services, LLC | TX | Retail Power Marketer | 5739 | 84423 | 8800.2 | 10.4239
Navarro County Elec Coop, Inc | TX | Cooperative | 16869 | 249812 | 31321 | 12.5378
Navasota Valley Elec Coop, Inc | TX | Cooperative | 18641 | 212171 | 26815.4 | 12.6386
NextEra Energy Services, LLC | TX | Retail Power Marketer | 222969 | 3150618 | 457488 | 14.5206
North Plains Electric Coop Inc | TX | Cooperative | 3079 | 33855 | 4603 | 13.5962
Nueces Electric Cooperative | TX | Cooperative | 39293 | 588146 | 62642 | 10.6508
Octopus Energy LLC | TX | Retail Power Marketer | 6420 | 112372 | 11736.3 | 10.4442
OhmConnect Texas LLC | TX | Retail Power Marketer | 35 | 168 | 18.3 | 10.8929
Our Energy LLC | TX | Retail Power Marketer | 24672 | 127329 | 12154 | 9.5454
Panola-Harrison Elec Coop, Inc | TX | Cooperative | 9221 | 132530 | 14160.5 | 10.6848
Pedernales Electric Coop, Inc | TX | Cooperative | 353754 | 4938555 | 522118.4 | 10.5723
Pogo Energy LLC | TX | Retail Power Marketer | 15428 | 169472 | 11886 | 7.0135
Pulse Power, LLC | TX | Retail Power Marketer | 116912 | 1942506 | 199352 | 10.2626
Reliant Energy Retail Services | TX | Retail Power Marketer | 1342806 | 16709403 | 2342805.3 | 14.0209
Rhythm Ops LLC | TX | Retail Power Marketer | 36702 | 311040 | 42558.5 | 13.6826
Rio Grande Electric Coop, Inc | TX | Cooperative | 8872 | 93744 | 16292.3 | 17.3796
Rita Blanca Electric Coop, Inc | TX | Cooperative | 1147 | 35835 | 3646 | 10.1744
Rusk County Electric Coop, Inc | TX | Cooperative | 17894 | 286237 | 34782.2 | 12.1515
Sam Houston Electric Coop Inc | TX | Cooperative | 76756 | 1065037 | 134474 | 12.6262
San Bernard Electric Coop, Inc | TX | Cooperative | 29978 | 419274 | 58564.4 | 13.968
San Patricio Electric Coop Inc | TX | Cooperative | 9537 | 125414 | 16603.7 | 13.2391
Smart Prepaid Electric | TX | Retail Power Marketer | 215 | 2043 | 339.5 | 16.6177
SmartEnergy Holdings, LLC | TX | Retail Power Marketer | 8 | 107 | 14 | 13.0841
South Plains Electric Coop Inc | TX | Cooperative | 48045 | 637450 | 65978.9 | 10.3504
Southern Federal Power, LLC | TX | Retail Power Marketer | 11110 | 206006 | 10018 | 4.863
Southwest Arkansas E C C | TX | Cooperative | 1047 | 20332 | 2261.8 | 11.1243
Southwest Texas Elec Coop, Inc | TX | Cooperative | 5697 | 37289 | 5296 | 14.2026
Southwestern Electric Coop Inc - (NM) | TX | Cooperative | 12 | 95 | 22.5 | 23.6842
Southwestern Electric Power Co | TX | Investor Owned | 153758 | 2154701 | 317481.1 | 14.7343
Southwestern Public Service Co | TX | Investor Owned | 216989 | 2476161 | 294927.3 | 11.9107
Spark Energy, LP | TX | Retail Power Marketer | 46192 | 631717 | 69427 | 10.9902
Stream SPE, LTD | TX | Retail Power Marketer | 223744 | 3192044 | 408785.1 | 12.8064
Summer Energy LLC | TX | Retail Power Marketer | 24055 | 297552 | 34938 | 11.7418
Sunnova | TX | Behind the Meter | 3964 | 47458 | 4930 | .
Sunrun Inc. | TX | Behind the Meter | 3694 | 39904 | 7082.6 | .
TXU Energy Retail Co, LLC | TX | Retail Power Marketer | 1372023 | 18235402 | 2658752 | 14.5802
Tara Energy, LLC | TX | Retail Power Marketer | 26344 | 346764 | 41930.1 | 12.0918
Taylor Electric Coop Inc - (TX) | TX | Cooperative | 16287 | 201274 | 33842 | 16.8139
Tesla Inc. | TX | Behind the Meter | 7262 | 64975 | 8578 | .
Texpo Power, L.P. | TX | Retail Power Marketer | 58681 | 941555 | 53450 | 5.6768
Tomorow Energy Corp. | TX | Retail Power Marketer | 1641 | 24300 | 2754.7 | 11.3362
Tri-County Electric Coop, Inc (OK) | TX | Cooperative | 203 | 2392 | 350.9 | 14.6697
Tri-County Electric Coop, Inc (TX) | TX | Cooperative | 106314 | 1903109 | 191494 | 10.0622
TriEagle Energy, L.P. | TX | Retail Power Marketer | 128280 | 1872383 | 211599 | 11.3011
Trinity Valley Elec Coop Inc | TX | Cooperative | 71954 | 1118289 | 125651.7 | 11.2361
US Retailers, LLC | TX | Retail Power Marketer | 304853 | 4647676 | 526039.9 | 11.3183
United Electric Coop Service Inc - (TX) | TX | Cooperative | 79717 | 1296215 | 125506.7 | 9.6826
Upshur Rural Elec Coop Corp | TX | Cooperative | 42596 | 628152 | 69677 | 11.0924
V247 Power Corporation | TX | Retail Power Marketer | 44032 | 632437 | 60584 | 9.5795
Value Based Brands LLC | TX | Retail Power Marketer | 166716 | 2291920 | 178583.6 | 7.7919
Varsity Energy | TX | Retail Power Marketer | 2857 | 44349 | 4313 | 9.7251
Veteran Energy LLC | TX | Retail Power Marketer | 94 | 32 | 4.2 | 13.125
Victoria Electric Coop, Inc | TX | Cooperative | 20674 | 301899 | 34270 | 11.3515
Volt Electricity Provider LP | TX | Retail Power Marketer | 13542 | 29549 | 1809 | 6.122
Weatherford Mun Utility System | TX | Municipal | 13241 | 193688 | 19403 | 10.0177
Wharton County Elec Coop, Inc | TX | Cooperative | 5449 | 70118 | 8765.7 | 12.5014
Windrose Power & Gas LLC | TX | Retail Power Marketer | 13121 | 209782 | 12020.5 | 5.73
Wise Electric Coop Inc | TX | Cooperative | 18484 | 329880 | 37073 | 11.2383
Wolverine Alternative Investments, LLC | TX | Retail Power Marketer | 107 | 2435 | 208.6 | 8.5667
Wood County Electric Coop, Inc | TX | Cooperative | 33766 | 456687 | 53951 | 11.8136
XOOM Energy Texas, LLC | TX | Retail Power Marketer | 38011 | 541145 | 68346.1 | 12.6299
Young Energy, LLC | TX | Retail Power Marketer | 33627 | 362225 | 59449.9 | 16.4124
City of Bountiful | UT | Municipal | 15585 | 158154 | 16869 | 10.6662
City of Logan - (UT) | UT | Municipal | 17562 | 101610 | 11560.3 | 11.3771
City of Murray - (UT) | UT | Municipal | 16279 | 126480 | 11715 | 9.2623
City of Springville - (UT) | UT | Municipal | 10498 | 97633 | 10673.4 | 10.9322
City of St George | UT | Municipal | 27132 | 319801 | 31490.1 | 9.8468
Dixie Escalante R E A, Inc | UT | Cooperative | 21961 | 359899 | 27817.3 | 7.7292
Empire Electric Assn, Inc | UT | Cooperative | 991 | 7251 | 1094.1 | 15.089
Garkane Energy Coop, Inc | UT | Cooperative | 10771 | 115314 | 11860.8 | 10.2857
Lehi City Corporation | UT | Municipal | 22733 | 224343 | 19685 | 8.7745
Moon Lake Electric Assn Inc | UT | Cooperative | 12839 | 152173 | 11982 | 7.8739
Mt Wheeler Power, Inc | UT | Cooperative | 217 | 2062 | 178.4 | 8.6518
Navajo Tribal Utility Authority | UT | State | 1800 | 12306 | 1511 | 12.2786
PacifiCorp | UT | Investor Owned | 879496 | 8021042 | 854591.4 | 10.6544
Provo City Corp | UT | Municipal | 34856 | 253838 | 27894 | 10.9889
Raft Rural Elec Coop Inc | UT | Cooperative | 368 | 4784 | 469 | 9.8035
Spanish Fork City Corporation | UT | Municipal | 12330 | 118396 | 11140 | 9.4091
Strawberry Electric Serv Dist | UT | Political Subdivision | 3597 | 48788 | 5426.5 | 11.1226
Sunrun Inc. | UT | Behind the Meter | 810 | 6525 | 762.7 | .
Wells Rural Electric Co | UT | Cooperative | 506 | 5398 | 575.4 | 10.6595
A & N Electric Coop | VA | Cooperative | 32023 | 375900 | 43227 | 11.4996
Appalachian Power Co | VA | Investor Owned | 460210 | 6245479 | 696097 | 11.1456
Bristol Virginia Utilities | VA | Municipal | 13597 | 201788 | 20329 | 10.0744
Central Virginia Electric Coop | VA | Cooperative | 34060 | 498346 | 67725 | 13.59
City of Danville - (VA) | VA | Municipal | 37270 | 459990 | 64383.6 | 13.9967
City of Harrisonburg - (VA) | VA | Municipal | 17977 | 212213 | 20322 | 9.5762
City of Manassas - (VA) | VA | Municipal | 13999 | 175049 | 17448 | 9.9675
City of Salem - (VA) | VA | Municipal | 11229 | 130977 | 15512.2 | 11.8435
Kentucky Utilities Co | VA | Investor Owned | 23168 | 340110 | 42420.6 | 12.4726
Mecklenburg Electric Cooperative | VA | Cooperative | 29905 | 358781 | 45651.8 | 12.7241
Northern Neck Elec Coop, Inc | VA | Cooperative | 17152 | 240126 | 32771.5 | 13.6476
Northern Virginia Elec Coop | VA | Cooperative | 163431 | 2300161 | 277360 | 12.0583
Powell Valley Electric Coop | VA | Cooperative | 6555 | 90023 | 9313 | 10.3451
Prince George Electric Coop | VA | Cooperative | 10781 | 173402 | 19847 | 11.4457
Rappahannock Electric Coop | VA | Cooperative | 159857 | 2363486 | 277739 | 11.7512
Shenandoah Valley Elec Coop | VA | Cooperative | 82160 | 1186271 | 128771.5 | 10.8552
Southside Electric Coop, Inc | VA | Cooperative | 55498 | 765226 | 99772.6 | 13.0383
Tesla Inc. | VA | Behind the Meter | 66 | 310 | 23 | .
Town of Bedford - (VA) | VA | Municipal | 5830 | 85346 | 10060 | 11.7873
Virginia Electric & Power Co | VA | Investor Owned | 2308864 | 29569151 | 3586826.6 | 12.1303
Virginia Tech Electric Service | VA | State | 5401 | 56067 | 6627 | 11.8198
City of Burlington Electric - (VT) | VT | Municipal | 17350 | 88889 | 14432.5 | 16.2365
Green Mountain Power Corp | VT | Investor Owned | 225106 | 1567112 | 306889 | 19.5831
SunPower Capital, LLC | VT | Behind the Meter | 347 | 2318 | 369.9 | .
Sunrun Inc. | VT | Behind the Meter | 1152 | 7654 | 1760.6 | .
Tesla Inc. | VT | Behind the Meter | 1588 | 8713 | 1670 | .
Vermont Electric Cooperative, Inc | VT | Cooperative | 35371 | 232984 | 45635.7 | 19.5875
Washington Electric Coop - (VT) | VT | Cooperative | 11118 | 62894 | 15157 | 24.0993
Avista Corp | WA | Investor Owned | 237083 | 2647569 | 264787 | 10.0011
Benton Rural Electric Assn | WA | Cooperative | 12406 | 216023 | 18776.3 | 8.6918
Big Bend Electric Coop, Inc | WA | Cooperative | 5234 | 109602 | 9251.3 | 8.4408
City of Centralia - (WA) | WA | Municipal | 8926 | 122487 | 12043.8 | 9.8327
City of Ellensburg - (WA) | WA | Municipal | 8792 | 84643 | 9071 | 10.7168
City of Port Angeles - (WA) | WA | Municipal | 9930 | 126506 | 11439 | 9.0423
City of Richland - (WA) | WA | Municipal | 24735 | 360012 | 35822 | 9.9502
City of Seattle - (WA) | WA | Municipal | 433686 | 3264202 | 386870 | 11.8519
City of Tacoma - (WA) | WA | Municipal | 163869 | 1939194 | 191534 | 9.877
Columbia Rural Elec Assn, Inc | WA | Cooperative | 3863 | 57733 | 7521 | 13.0272
Elmhurst Mutual Power & Light Co | WA | Cooperative | 15015 | 251675 | 17185.6 | 6.8285
Inland Power & Light Company | WA | Cooperative | 38927 | 673375 | 45804.9 | 6.8023
Kootenai Electric Cooperative | WA | Cooperative | 92 | 2386 | 210.4 | 8.8181
Lakeview Light & Power | WA | Cooperative | 8123 | 110141 | 10822 | 9.8256
Modern Electric Water Company | WA | Cooperative | 8738 | 100895 | 6804.4 | 6.744
Northern Lights, Inc | WA | Cooperative | 15 | 117 | 15 | 12.8205
Orcas Power & Light Coop | WA | Cooperative | 13643 | 162008 | 24130 | 14.8943
PUD 1 of Snohomish County | WA | Political Subdivision | 332746 | 3788554 | 384183 | 10.1406
PUD No 1 of Benton County | WA | Political Subdivision | 48523 | 712677 | 61570 | 8.6393
PUD No 1 of Chelan County | WA | Political Subdivision | 40597 | 854961 | 28836.9 | 3.3729
PUD No 1 of Clallam County | WA | Political Subdivision | 29878 | 456148 | 50997.4 | 11.18
PUD No 1 of Clark County - (WA) | WA | Political Subdivision | 205679 | 2584555 | 238756 | 9.2378
PUD No 1 of Cowlitz County | WA | Political Subdivision | 45807 | 738711 | 64174 | 8.6873
PUD No 1 of Douglas County | WA | Political Subdivision | 15869 | 431840 | 13363 | 3.0944
PUD No 1 of Franklin County | WA | Political Subdivision | 26538 | 382787 | 36893 | 9.638
PUD No 1 of Grays Harbor County | WA | Political Subdivision | 38570 | 503980 | 61851 | 12.2725
PUD No 1 of Jefferson County | WA | Political Subdivision | 17796 | 221098 | 25336.5 | 11.4594
PUD No 1 of Klickitat County | WA | Political Subdivision | 11398 | 151375 | 17374.6 | 11.4779
PUD No 1 of Lewis County | WA | Political Subdivision | 28149 | 465472 | 44808.5 | 9.6265
PUD No 1 of Okanogan County | WA | Political Subdivision | 17711 | 298243 | 26182.5 | 8.7789
PUD No 1 of Pend Oreille County | WA | Political Subdivision | 8785 | 154782 | 13096 | 8.4609
PUD No 2 of Grant County | WA | Political Subdivision | 40385 | 818046 | 46211 | 5.6489
PUD No 2 of Pacific County | WA | Political Subdivision | 16015 | 195714 | 16874 | 8.6218
PUD No 3 of Mason County | WA | Political Subdivision | 32709 | 450308 | 51101 | 11.348
PacifiCorp | WA | Investor Owned | 112370 | 1637374 | 144606.2 | 8.8316
Peninsula Light Company | WA | Cooperative | 34507 | 507519 | 52863.6 | 10.4161
Puget Sound Energy Inc | WA | Investor Owned | 1053027 | 11479045 | 1318319.1 | 11.4846
Sunrun Inc. | WA | Behind the Meter | 1 | 14 | 3.5 | .
Tesla Inc. | WA | Behind the Meter | 99 | 599 | 76 | .
Vera Irrigation District #15 | WA | Political Subdivision | 11571 | 155910 | 12794 | 8.206
Adams-Columbia Electric Coop | WI | Cooperative | 35002 | 275873 | 43651 | 15.8229
Algoma Utility Comm | WI | Municipal | 1669 | 11214 | 1445.7 | 12.8919
Barron Electric Coop | WI | Cooperative | 18793 | 205085 | 26973 | 13.1521
Brodhead Water & Lighting Comm | WI | Municipal | 1534 | 13361 | 1612.2 | 12.0665
Cedarburg Light & Water Comm | WI | Municipal | 5765 | 47231 | 5790.6 | 12.2602
City of Black River Falls | WI | Municipal | 2231 | 19161 | 2693.1 | 14.0551
City of Boscobel - (WI) | WI | Municipal | 1412 | 11797 | 1260 | 10.6807
City of Columbus - (WI) | WI | Municipal | 2390 | 19509 | 2397.6 | 12.2897
City of Cuba City | WI | Municipal | 977 | 7669 | 876.3 | 11.4265
City of Eagle River - (WI) | WI | Municipal | 1032 | 6215 | 821.3 | 13.2148
City of Evansville | WI | Municipal | 3926 | 30830 | 3830.1 | 12.4233
City of Kaukauna | WI | Municipal | 13898 | 125162 | 14628.4 | 11.6876
City of Lodi - (WI) | WI | Municipal | 1483 | 11871 | 1514.1 | 12.7546
City of Marshfield - (WI) | WI | Municipal | 11901 | 100145 | 9893 | 9.8787
City of Menasha - (WI) | WI | Municipal | 8334 | 61871 | 7616.7 | 12.3106
City of New Holstein - (WI) | WI | Municipal | 2162 | 19836 | 2627.3 | 13.2451
City of New Richmond | WI | Municipal | 4549 | 38450 | 4307.5 | 11.2029
City of Plymouth - (WI) | WI | Municipal | 7180 | 63745 | 7372.5 | 11.5656
City of Richland Center - (WI) | WI | Municipal | 2443 | 16990 | 1970.1 | 11.5956
City of River Falls | WI | Municipal | 6263 | 50492 | 6630.7 | 13.1322
City of Stoughton - (WI) | WI | Municipal | 7980 | 67514 | 8041 | 11.9101
City of Sturgeon Bay - (WI) | WI | Municipal | 7416 | 55252 | 6574.4 | 11.8989
City of Westby | WI | Municipal | 1023 | 8554 | 994.2 | 11.6226
Consolidated Water Power Co | WI | Investor Owned | 83 | 1099 | 72.5 | 6.5969
Dahlberg Light & Power Co | WI | Investor Owned | 10083 | 73600 | 10051 | 13.6562
Dunn County Electric Coop | WI | Cooperative | 9200 | 110607 | 15328.4 | 13.8584
East Central Energy | WI | Cooperative | 5068 | 47513 | 7419.3 | 15.6153
Florence Utility Comm | WI | Municipal | 1446 | 7443 | 1113.3 | 14.9577
Hartford Electric | WI | Municipal | 6855 | 53201 | 6102.5 | 11.4706
Hustisford Utilities | WI | Municipal | 1308 | 11522 | 1575.8 | 13.6764
Jefferson Utilities | WI | Municipal | 3560 | 30842 | 3444.7 | 11.1689
Juneau Utility Comm | WI | Municipal | 928 | 7738 | 909.5 | 11.7537
Lake Mills Light & Water | WI | Municipal | 3924 | 29779 | 4019.3 | 13.4971
Madison Gas & Electric Co | WI | Investor Owned | 139446 | 896710 | 149424 | 16.6636
Manitowoc Public Utilities | WI | Municipal | 15971 | 110765 | 10164.7 | 9.1768
New London Electric&Water Util | WI | Municipal | 3452 | 26862 | 3212.9 | 11.9608
North Central Power Co Inc | WI | Investor Owned | 4838 | 25763 | 4143.1 | 16.0816
Northern States Power Co | WI | Investor Owned | 215241 | 1918708 | 264986.9 | 13.8107
Northwestern Wisconsin Elec Co | WI | Investor Owned | 11414 | 88498 | 12895.6 | 14.5716
Oakdale Electric Coop | WI | Cooperative | 15972 | 147938 | 21608 | 14.6061
Oconomowoc Utilities | WI | Municipal | 9051 | 79841 | 10007 | 12.5337
Oconto Falls Water & Light Comm | WI | Municipal | 1371 | 10374 | 1380.8 | 13.3102
Pioneer Power and Light Co | WI | Investor Owned | 1934 | 11254 | 1846 | 16.4031
Polk-Burnett Electric Coop | WI | Cooperative | 19624 | 190236 | 27835 | 14.6318
Reedsburg Utility Comm | WI | Municipal | 4587 | 38919 | 4788.9 | 12.3048
Riverland Energy Cooperative | WI | Cooperative | 17599 | 231746 | 32213.9 | 13.9005
Rock Energy Cooperative | WI | Cooperative | 7099 | 84035 | 10610 | 12.6257
Scenic Rivers Energy Coop | WI | Cooperative | 13370 | 185629 | 25889.5 | 13.9469
Shawano Municipal Utilities | WI | Municipal | 4563 | 33742 | 3731.6 | 11.0592
Slinger Utilities | WI | Municipal | 2401 | 15452 | 1781.1 | 11.5267
Sun Prairie Utilities | WI | Municipal | 15438 | 117556 | 13396.4 | 11.3958
Superior Water and Light Co | WI | Investor Owned | 12922 | 88409 | 12369 | 13.9907
Two Rivers Water & Light | WI | Municipal | 5574 | 35327 | 4379.9 | 12.3982
Village of Mt. Horeb - (WI) | WI | Municipal | 3514 | 29778 | 3304.8 | 11.0981
Village of Muscoda - (WI) | WI | Municipal | 904 | 7450 | 817.9 | 10.9785
Village of New Glarus - (WI) | WI | Municipal | 1076 | 8443 | 1011.4 | 11.9792
Village of Prairie Du Sac - (WI) | WI | Municipal | 1894 | 15409 | 1784.8 | 11.5828
Village of Waunakee - (WI) | WI | Municipal | 5990 | 55934 | 6563 | 11.7335
Waterloo Light & Water Comm | WI | Municipal | 1612 | 13040 | 1620.9 | 12.4302
Waupun Utilities | WI | Municipal | 3864 | 32655 | 3790.5 | 11.6077
Westfield Electric Company | WI | Investor Owned | 626 | 4282 | 814 | 19.0098
Whitehall Electric Utility | WI | Municipal | 779 | 6548 | 791 | 12.08
Wisconsin Electric Power Co | WI | Investor Owned | 1025622 | 8198060 | 1302606.2 | 15.8892
Wisconsin Power & Light Co | WI | Investor Owned | 424363 | 3673403 | 495572 | 13.4908
Wisconsin Public Service Corp | WI | Investor Owned | 399854 | 3024810 | 421595.2 | 13.9379
Wisconsin Rapids W W & L Comm | WI | Municipal | 12363 | 98365 | 11157.8 | 11.3433
Appalachian Power Co | WV | Investor Owned | 353652 | 4961170 | 682191 | 13.7506
Black Diamond Power Co | WV | Investor Owned | 3483 | 35789 | 4895 | 13.6774
Monongahela Power Co | WV | Investor Owned | 334332 | 3653781 | 393336.9 | 10.7652
The Potomac Edison Company | WV | Investor Owned | 128028 | 1913199 | 191792.9 | 10.0247
Wheeling Power Co | WV | Investor Owned | 34889 | 398800 | 57101 | 14.3182
Black Hills Power, Inc. | WY | Investor Owned | 2023 | 19759 | 2721 | 13.7709
Cheyenne Light Fuel & Power | WY | Investor Owned | 38583 | 279719 | 42709 | 15.2685
City of Gillette - (WY) | WY | Municipal | 13248 | 139468 | 14823 | 10.6282
Fall River Rural Elec Coop Inc | WY | Cooperative | 312 | 4208 | 427 | 10.1473
High Plains Power Inc | WY | Cooperative | 12512 | 145184 | 20323.3 | 13.9983
High West Energy, Inc | WY | Cooperative | 5424 | 65292 | 9329 | 14.2881
Lower Valley Energy Inc | WY | Cooperative | 21425 | 485106 | 31201 | 6.4318
Montana-Dakota Utilities Co | WY | Investor Owned | 13980 | 147004 | 16076 | 10.9358
NorthWestern Energy LLC - (MT) | WY | Investor Owned | 152 | 1154 | 141.3 | 12.2444
PacifiCorp | WY | Investor Owned | 116512 | 1055129 | 113267 | 10.7349
Powder River Energy Corp | WY | Cooperative | 15484 | 216417 | 25013.2 | 11.5579
Yampa Valley Electric Assn Inc | WY | Cooperative | 569 | 5944 | 883.2 | 14.8587
Adjustment 2021 | AK | Other | 24995 | 191973 | 50086.6 | .
Adjustment 2021 | AL | Other | 61138 | 717572 | 89860.2 | .
Adjustment 2021 | AR | Other | 25226 | 340493 | 38531.9 | .
Adjustment 2021 | AZ | Other | -55764 | 369927 | 41204.8 | .
Adjustment 2021 | CA | Other | -356900 | 744772 | 121224.2 | .
Adjustment 2021 | CO | Other | 44163 | 543837 | 83182.7 | .
Adjustment 2021 | CT | Other | -23607 | 88853 | 14542.2 | .
Adjustment 2021 | DC | Other | -544 | 0 | 0 | .
Adjustment 2021 | DE | Other | 12351 | 160220 | 21658.1 | .
Adjustment 2021 | FL | Other | 39129 | 592037 | 71505 | .
Adjustment 2021 | GA | Other | 131789 | 1586601 | 199451.4 | .
Adjustment 2021 | HI | Other | -16811 | 0 | 0 | .
Adjustment 2021 | IA | Other | 204738 | 2450773 | 297905.7 | .
Adjustment 2021 | ID | Other | 33665 | 474174 | 45337 | .
Adjustment 2021 | IL | Other | 146029 | 1835663 | 267167.3 | .
Adjustment 2021 | IN | Other | 155027 | 1830357 | 232231 | .
Adjustment 2021 | KS | Other | 197880 | 2024682 | 296805.3 | .
Adjustment 2021 | KY | Other | 25422 | 301622 | 32616.6 | .
Adjustment 2021 | LA | Other | 37220 | 499555 | 54396.3 | .
Adjustment 2021 | MA | Other | 39932 | 911842 | 148436.4 | .
Adjustment 2021 | MD | Other | -50464 | 71961 | 7426.9 | .
Adjustment 2021 | ME | Other | 9323 | 68701 | 10515.2 | .
Adjustment 2021 | MI | Other | 80032 | 627308 | 82696.2 | .
Adjustment 2021 | MN | Other | 257032 | 2898292 | 369235.2 | .
Adjustment 2021 | MO | Other | 198647 | 2434561 | 304898.1 | .
Adjustment 2021 | MS | Other | 36457 | 453806 | 52109.2 | .
Adjustment 2021 | MT | Other | 76277 | 988967 | 108802.1 | .
Adjustment 2021 | NC | Other | 128580 | 1560764 | 198838.8 | .
Adjustment 2021 | ND | Other | 23281 | 312603 | 35527.7 | .
Adjustment 2021 | NE | Other | 156047 | 2147059 | 241331 | .
Adjustment 2021 | NH | Other | 8269 | 75451 | 10501.7 | .
Adjustment 2021 | NJ | Other | -33060 | 410792 | 60982.9 | .
Adjustment 2021 | NM | Other | 45979 | 335246 | 50733.8 | .
Adjustment 2021 | NV | Other | -22181 | 81855 | 10053.2 | .
Adjustment 2021 | NY | Other | 30819 | 1189133 | 91129.7 | .
Adjustment 2021 | OH | Other | 168976 | 1901742 | 257789.4 | .
Adjustment 2021 | OK | Other | 110375 | 1207323 | 141962.6 | .
Adjustment 2021 | OR | Other | 61201 | 835503 | 88860.4 | .
Adjustment 2021 | PA | Other | 85064 | 830302 | 126934.3 | .
Adjustment 2021 | RI | Other | -2642 | 0 | 0 | .
Adjustment 2021 | SC | Other | 63570 | 836542 | 113729.1 | .
Adjustment 2021 | SD | Other | 83437 | 1281455 | 151489.7 | .
Adjustment 2021 | TX | Other | 124952 | 1657163 | 198607.1 | .
Adjustment 2021 | UT | Other | 86618 | 814618 | 84910.1 | .
Adjustment 2021 | VA | Other | 62499 | 806209 | 97358 | .
Adjustment 2021 | VT | Other | 27412 | 203925 | 32819.3 | .
Adjustment 2021 | WA | Other | 59006 | 802953 | 81387.9 | .
Adjustment 2021 | WI | Other | 165844 | 1716935 | 238569.6 | .
Adjustment 2021 | WV | Other | 9263 | 87966 | 13890.5 | .
Adjustment 2021 | WY | Other | 38375 | 333114 | 46788 | .

## Temp
Source: ResStock TMY3 State and County weather files https://data.openei.org/s3_viewer?bucket=oedi-data-lake&prefix=nrel-pds-building-stock%2Fend-use-load-profiles-for-us-building-stock%2F2022%2Fresstock_tmy3_release_1%2Fweather%2F
|  |  |  | Dry Bulb (degF) |  |  |  |  | Dry Bulb (degC)
ID | Month | Day | Hour | Denver County | Weld County | Clark County | Washoe County | Bernalillo County | Denver County | Weld County | Clark County | Washoe County | Bernalillo County
1 | 1 | 1 | 1 | 37.4 | 26.6 | 42.08 | 32 | 37.04 | 3 | -3 | 5.6 | 0 | 2.8
2 | 1 | 1 | 2 | 30.2 | 24.8 | 44.06 | 28.04 | 35.96 | -1 | -4 | 6.7 | -2.2 | 2.2
3 | 1 | 1 | 3 | 26.6 | 23 | 42.98 | 28.04 | 35.06 | -3 | -5 | 6.1 | -2.2 | 1.7
4 | 1 | 1 | 4 | 28.4 | 23 | 42.98 | 26.96 | 32 | -2 | -5 | 6.1 | -2.8 | 0
5 | 1 | 1 | 5 | 23 | 24.8 | 42.08 | 30.02 | 30.02 | -5 | -4 | 5.6 | -1.1 | -1.1
6 | 1 | 1 | 6 | 26.6 | 21.2 | 42.08 | 30.02 | 32 | -3 | -6 | 5.6 | -1.1 | 0
7 | 1 | 1 | 7 | 24.8 | 19.4 | 41 | 30.02 | 30.02 | -4 | -7 | 5 | -1.1 | -1.1
8 | 1 | 1 | 8 | 24.8 | 19.4 | 39.92 | 30.92 | 28.94 | -4 | -7 | 4.4 | -0.6 | -1.7
9 | 1 | 1 | 9 | 35.6 | 23 | 44.96 | 33.98 | 35.96 | 2 | -5 | 7.2 | 1.1 | 2.2
10 | 1 | 1 | 10 | 48.2 | 26.6 | 51.08 | 46.04 | 41 | 9 | -3 | 10.6 | 7.8 | 5
11 | 1 | 1 | 11 | 39.2 | 32 | 53.96 | 48.02 | 46.94 | 4 | 0 | 12.2 | 8.9 | 8.3
12 | 1 | 1 | 12 | 39.2 | 35.6 | 57.02 | 42.08 | 51.08 | 4 | 2 | 13.9 | 5.6 | 10.6
13 | 1 | 1 | 13 | 39.2 | 37.4 | 59 | 39.02 | 55.94 | 4 | 3 | 15 | 3.9 | 13.3
14 | 1 | 1 | 14 | 42.8 | 39.2 | 60.98 | 44.06 | 60.08 | 6 | 4 | 16.1 | 6.7 | 15.6
15 | 1 | 1 | 15 | 42.44 | 41 | 62.06 | 39.92 | 60.98 | 5.8 | 5 | 16.7 | 4.4 | 16.1
16 | 1 | 1 | 16 | 41 | 42.8 | 60.98 | 39.02 | 60.08 | 5 | 6 | 16.1 | 3.9 | 15.6
17 | 1 | 1 | 17 | 37.4 | 33.8 | 59 | 37.04 | 53.06 | 3 | 1 | 15 | 2.8 | 11.7
18 | 1 | 1 | 18 | 30.2 | 30.2 | 53.06 | 35.06 | 46.04 | -1 | -1 | 11.7 | 1.7 | 7.8
19 | 1 | 1 | 19 | 30.2 | 26.6 | 48.92 | 35.06 | 44.06 | -1 | -3 | 9.4 | 1.7 | 6.7
20 | 1 | 1 | 20 | 30.2 | 23 | 48.92 | 33.08 | 46.04 | -1 | -5 | 9.4 | 0.6 | 7.8
21 | 1 | 1 | 21 | 30.2 | 21.2 | 46.04 | 33.98 | 44.96 | -1 | -6 | 7.8 | 1.1 | 7.2
22 | 1 | 1 | 22 | 30.2 | 21.2 | 44.96 | 32 | 44.96 | -1 | -6 | 7.2 | 0 | 7.2
23 | 1 | 1 | 23 | 32 | 19.4 | 44.96 | 30.92 | 41 | 0 | -7 | 7.2 | -0.6 | 5
24 | 1 | 1 | 24 | 32 | 17.6 | 42.98 | 30.92 | 35.96 | 0 | -8 | 6.1 | -0.6 | 2.2
25 | 1 | 2 | 1 | 26.6 | 17.6 | 44.06 | 32 | 33.98 | -3 | -8 | 6.7 | 0 | 1.1
26 | 1 | 2 | 2 | 24.8 | 15.8 | 42.08 | 32 | 33.08 | -4 | -9 | 5.6 | 0 | 0.6
27 | 1 | 2 | 3 | 23 | 15.8 | 41 | 30.92 | 30.02 | -5 | -9 | 5 | -0.6 | -1.1
28 | 1 | 2 | 4 | 26.6 | 15.8 | 39.02 | 30.92 | 28.94 | -3 | -9 | 3.9 | -0.6 | -1.7
29 | 1 | 2 | 5 | 28.4 | 15.8 | 44.96 | 28.94 | 28.04 | -2 | -9 | 7.2 | -1.7 | -2.2
30 | 1 | 2 | 6 | 26.6 | 15.8 | 48.92 | 28.94 | 24.08 | -3 | -9 | 9.4 | -1.7 | -4.4
31 | 1 | 2 | 7 | 28.4 | 15.8 | 42.98 | 28.94 | 26.06 | -2 | -9 | 6.1 | -1.7 | -3.3
32 | 1 | 2 | 8 | 24.8 | 17.6 | 48.02 | 24.98 | 28.04 | -4 | -8 | 8.9 | -3.9 | -2.2
33 | 1 | 2 | 9 | 30.2 | 21.2 | 53.96 | 26.96 | 33.98 | -1 | -6 | 12.2 | -2.8 | 1.1
34 | 1 | 2 | 10 | 28.4 | 28.4 | 55.94 | 30.92 | 39.92 | -2 | -2 | 13.3 | -0.6 | 4.4
35 | 1 | 2 | 11 | 30.2 | 30.2 | 60.08 | 35.06 | 46.04 | -1 | -1 | 15.6 | 1.7 | 7.8
36 | 1 | 2 | 12 | 32 | 33.8 | 60.98 | 33.98 | 51.08 | 0 | 1 | 16.1 | 1.1 | 10.6
37 | 1 | 2 | 13 | 32 | 33.8 | 62.06 | 35.96 | 55.04 | 0 | 1 | 16.7 | 2.2 | 12.8
38 | 1 | 2 | 14 | 32 | 33.8 | 62.96 | 37.04 | 57.02 | 0 | 1 | 17.2 | 2.8 | 13.9
39 | 1 | 2 | 15 | 32 | 33.8 | 64.04 | 35.06 | 57.92 | 0 | 1 | 17.8 | 1.7 | 14.4
40 | 1 | 2 | 16 | 32 | 33.8 | 62.96 | 33.98 | 57.92 | 0 | 1 | 17.2 | 1.1 | 14.4
41 | 1 | 2 | 17 | 30.2 | 32 | 60.98 | 32 | 51.98 | -1 | 0 | 16.1 | 0 | 11.1
42 | 1 | 2 | 18 | 28.4 | 30.2 | 57.02 | 30.92 | 44.96 | -2 | -1 | 13.9 | -0.6 | 7.2
43 | 1 | 2 | 19 | 28.4 | 30.2 | 57.92 | 26.96 | 39.02 | -2 | -1 | 14.4 | -2.8 | 3.9
44 | 1 | 2 | 20 | 26.6 | 28.4 | 55.04 | 28.04 | 39.02 | -3 | -2 | 12.8 | -2.2 | 3.9
45 | 1 | 2 | 21 | 26.6 | 26.6 | 50 | 24.08 | 37.04 | -3 | -3 | 10 | -4.4 | 2.8
46 | 1 | 2 | 22 | 24.8 | 28.4 | 53.96 | 21.92 | 37.04 | -4 | -2 | 12.2 | -5.6 | 2.8
47 | 1 | 2 | 23 | 26.6 | 28.4 | 55.04 | 19.94 | 37.04 | -3 | -2 | 12.8 | -6.7 | 2.8
48 | 1 | 2 | 24 | 26.6 | 28.4 | 55.04 | 19.04 | 35.06 | -3 | -2 | 12.8 | -7.2 | 1.7
49 | 1 | 3 | 1 | 26.6 | 28.4 | 42.08 | 17.96 | 35.06 | -3 | -2 | 5.6 | -7.8 | 1.7
50 | 1 | 3 | 2 | 26.6 | 28.4 | 39.92 | 15.98 | 33.98 | -3 | -2 | 4.4 | -8.9 | 1.1
51 | 1 | 3 | 3 | 24.8 | 28.4 | 39.02 | 15.98 | 33.08 | -4 | -2 | 3.9 | -8.9 | 0.6
52 | 1 | 3 | 4 | 24.8 | 28.4 | 37.94 | 15.08 | 32 | -4 | -2 | 3.3 | -9.4 | 0
53 | 1 | 3 | 5 | 19.4 | 28.4 | 37.94 | 12.92 | 30.92 | -7 | -2 | 3.3 | -10.6 | -0.6
54 | 1 | 3 | 6 | 19.4 | 28.4 | 37.04 | 12.92 | 28.94 | -7 | -2 | 2.8 | -10.6 | -1.7
55 | 1 | 3 | 7 | 19.4 | 28.4 | 37.04 | 10.94 | 28.94 | -7 | -2 | 2.8 | -11.7 | -1.7
56 | 1 | 3 | 8 | 19.4 | 28.4 | 39.02 | 10.94 | 30.02 | -7 | -2 | 3.9 | -11.7 | -1.1
57 | 1 | 3 | 9 | 26.6 | 26.6 | 46.04 | 17.96 | 37.04 | -3 | -3 | 7.8 | -7.8 | 2.8
58 | 1 | 3 | 10 | 30.2 | 28.4 | 53.06 | 19.94 | 44.06 | -1 | -2 | 11.7 | -6.7 | 6.7
59 | 1 | 3 | 11 | 35.6 | 28.4 | 55.94 | 24.98 | 48.02 | 2 | -2 | 13.3 | -3.9 | 8.9
60 | 1 | 3 | 12 | 41 | 30.2 | 59 | 30.02 | 53.06 | 5 | -1 | 15 | -1.1 | 11.7
61 | 1 | 3 | 13 | 42.8 | 30.2 | 60.08 | 33.98 | 57.02 | 6 | -1 | 15.6 | 1.1 | 13.9
62 | 1 | 3 | 14 | 44.6 | 30.2 | 62.06 | 35.96 | 59 | 7 | -1 | 16.7 | 2.2 | 15
63 | 1 | 3 | 15 | 42.8 | 32 | 64.04 | 35.96 | 60.08 | 6 | 0 | 17.8 | 2.2 | 15.6
64 | 1 | 3 | 16 | 41 | 32 | 60.98 | 35.96 | 59 | 5 | 0 | 16.1 | 2.2 | 15
65 | 1 | 3 | 17 | 35.6 | 28.4 | 57.92 | 32 | 53.96 | 2 | -2 | 14.4 | 0 | 12.2
66 | 1 | 3 | 18 | 26.6 | 24.8 | 53.06 | 24.08 | 46.94 | -3 | -4 | 11.7 | -4.4 | 8.3
67 | 1 | 3 | 19 | 24.8 | 21.2 | 48.02 | 26.06 | 42.98 | -4 | -6 | 8.9 | -3.3 | 6.1
68 | 1 | 3 | 20 | 23 | 19.4 | 46.94 | 24.98 | 41 | -5 | -7 | 8.3 | -3.9 | 5
69 | 1 | 3 | 21 | 23 | 19.4 | 46.94 | 21.92 | 39.02 | -5 | -7 | 8.3 | -5.6 | 3.9
70 | 1 | 3 | 22 | 23 | 19.4 | 44.06 | 17.06 | 32 | -5 | -7 | 6.7 | -8.3 | 0
71 | 1 | 3 | 23 | 24.8 | 19.4 | 44.06 | 17.96 | 32 | -4 | -7 | 6.7 | -7.8 | 0
72 | 1 | 3 | 24 | 24.8 | 21.2 | 42.98 | 17.06 | 33.98 | -4 | -6 | 6.1 | -8.3 | 1.1
73 | 1 | 4 | 1 | 24.8 | 23 | 39.92 | 14 | 33.08 | -4 | -5 | 4.4 | -10 | 0.6
74 | 1 | 4 | 2 | 26.6 | 24.8 | 42.08 | 15.98 | 30.02 | -3 | -4 | 5.6 | -8.9 | -1.1
75 | 1 | 4 | 3 | 26.6 | 24.8 | 41 | 14 | 32 | -3 | -4 | 5 | -10 | 0
76 | 1 | 4 | 4 | 24.8 | 24.8 | 37.94 | 14 | 30.92 | -4 | -4 | 3.3 | -10 | -0.6
77 | 1 | 4 | 5 | 23 | 24.8 | 37.04 | 12.02 | 30.02 | -5 | -4 | 2.8 | -11.1 | -1.1
78 | 1 | 4 | 6 | 24.8 | 24.8 | 35.96 | 12.92 | 28.04 | -4 | -4 | 2.2 | -10.6 | -2.2
79 | 1 | 4 | 7 | 23 | 24.8 | 37.04 | 12.92 | 26.96 | -5 | -4 | 2.8 | -10.6 | -2.8
80 | 1 | 4 | 8 | 23 | 21.2 | 39.92 | 12.92 | 24.98 | -5 | -6 | 4.4 | -10.6 | -3.9
81 | 1 | 4 | 9 | 23 | 19.4 | 48.02 | 19.94 | 33.98 | -5 | -7 | 8.9 | -6.7 | 1.1
82 | 1 | 4 | 10 | 23 | 19.4 | 51.98 | 23 | 39.02 | -5 | -7 | 11.1 | -5 | 3.9
83 | 1 | 4 | 11 | 21.2 | 17.6 | 55.04 | 28.94 | 44.06 | -6 | -8 | 12.8 | -1.7 | 6.7
84 | 1 | 4 | 12 | 17.6 | 15.8 | 59 | 30.92 | 50 | -8 | -9 | 15 | -0.6 | 10
85 | 1 | 4 | 13 | 17.6 | 15.8 | 60.98 | 33.98 | 53.96 | -8 | -9 | 16.1 | 1.1 | 12.2
86 | 1 | 4 | 14 | 17.6 | 15.8 | 62.06 | 33.98 | 55.94 | -8 | -9 | 16.7 | 1.1 | 13.3
87 | 1 | 4 | 15 | 17.6 | 14 | 64.04 | 37.04 | 55.94 | -8 | -10 | 17.8 | 2.8 | 13.3
88 | 1 | 4 | 16 | 15.8 | 12.2 | 64.04 | 37.04 | 53.06 | -9 | -11 | 17.8 | 2.8 | 11.7
89 | 1 | 4 | 17 | 15.8 | 12.2 | 60.98 | 33.98 | 50 | -9 | -11 | 16.1 | 1.1 | 10
90 | 1 | 4 | 18 | 12.2 | 10.4 | 57.92 | 32 | 46.04 | -11 | -12 | 14.4 | 0 | 7.8
91 | 1 | 4 | 19 | 8.6 | 10.4 | 48.92 | 26.96 | 42.98 | -13 | -12 | 9.4 | -2.8 | 6.1
92 | 1 | 4 | 20 | 8.6 | 8.6 | 48.02 | 28.04 | 42.08 | -13 | -13 | 8.9 | -2.2 | 5.6
93 | 1 | 4 | 21 | 6.8 | 8.6 | 46.94 | 24.98 | 37.94 | -14 | -13 | 8.3 | -3.9 | 3.3
94 | 1 | 4 | 22 | 6.8 | 6.8 | 44.06 | 23 | 37.94 | -14 | -14 | 6.7 | -5 | 3.3
95 | 1 | 4 | 23 | 5 | 6.8 | 42.08 | 21.92 | 37.94 | -15 | -14 | 5.6 | -5.6 | 3.3
96 | 1 | 4 | 24 | 5 | 6.8 | 42.08 | 21.02 | 39.92 | -15 | -14 | 5.6 | -6.1 | 4.4
97 | 1 | 5 | 1 | 5 | 5 | 41 | 19.94 | 37.94 | -15 | -15 | 5 | -6.7 | 3.3
98 | 1 | 5 | 2 | 3.2 | 5 | 39.92 | 19.04 | 35.06 | -16 | -15 | 4.4 | -7.2 | 1.7
99 | 1 | 5 | 3 | 3.2 | 5 | 39.02 | 17.06 | 37.94 | -16 | -15 | 3.9 | -8.3 | 3.3
100 | 1 | 5 | 4 | 3.2 | 3.2 | 39.92 | 17.06 | 33.98 | -16 | -16 | 4.4 | -8.3 | 1.1
101 | 1 | 5 | 5 | 1.4 | 3.2 | 37.94 | 15.98 | 33.08 | -17 | -16 | 3.3 | -8.9 | 0.6
102 | 1 | 5 | 6 | 1.4 | 3.2 | 37.94 | 15.98 | 35.96 | -17 | -16 | 3.3 | -8.9 | 2.2
103 | 1 | 5 | 7 | 1.4 | 3.2 | 37.94 | 15.08 | 32 | -17 | -16 | 3.3 | -9.4 | 0
104 | 1 | 5 | 8 | 1.4 | 3.2 | 42.08 | 15.98 | 28.94 | -17 | -16 | 5.6 | -8.9 | -1.7
105 | 1 | 5 | 9 | 1.4 | 3.2 | 48.02 | 19.94 | 41 | -17 | -16 | 8.9 | -6.7 | 5
106 | 1 | 5 | 10 | 1.4 | 3.2 | 51.08 | 28.04 | 48.92 | -17 | -16 | 10.6 | -2.2 | 9.4
107 | 1 | 5 | 11 | 1.4 | 3.2 | 55.04 | 33.98 | 53.06 | -17 | -16 | 12.8 | 1.1 | 11.7
108 | 1 | 5 | 12 | 3.2 | 3.2 | 57.92 | 39.92 | 55.04 | -16 | -16 | 14.4 | 4.4 | 12.8
109 | 1 | 5 | 13 | 3.2 | 5 | 59 | 46.04 | 57.92 | -16 | -15 | 15 | 7.8 | 14.4
110 | 1 | 5 | 14 | 3.2 | 5 | 60.98 | 46.94 | 60.98 | -16 | -15 | 16.1 | 8.3 | 16.1
111 | 1 | 5 | 15 | 5 | 6.8 | 60.98 | 46.94 | 60.98 | -15 | -14 | 16.1 | 8.3 | 16.1
112 | 1 | 5 | 16 | 5 | 6.8 | 60.98 | 46.94 | 60.98 | -15 | -14 | 16.1 | 8.3 | 16.1
113 | 1 | 5 | 17 | 3.2 | 3.2 | 57.92 | 39.92 | 55.94 | -16 | -16 | 14.4 | 4.4 | 13.3
114 | 1 | 5 | 18 | -0.4 | -2.2 | 57.02 | 33.98 | 51.08 | -18 | -19 | 13.9 | 1.1 | 10.6
115 | 1 | 5 | 19 | -2.2 | -0.4 | 51.98 | 35.06 | 46.04 | -19 | -18 | 11.1 | 1.7 | 7.8
116 | 1 | 5 | 20 | 1.4 | -5.8 | 51.98 | 30.02 | 42.98 | -17 | -21 | 11.1 | -1.1 | 6.1
117 | 1 | 5 | 21 | 1.4 | -7.6 | 48.02 | 28.94 | 41 | -17 | -22 | 8.9 | -1.7 | 5
118 | 1 | 5 | 22 | 3.2 | -9.4 | 48.02 | 24.98 | 39.02 | -16 | -23 | 8.9 | -3.9 | 3.9
119 | 1 | 5 | 23 | 3.2 | -9.4 | 50 | 24.08 | 37.04 | -16 | -23 | 10 | -4.4 | 2.8
120 | 1 | 5 | 24 | 3.2 | -5.8 | 48.02 | 26.96 | 35.96 | -16 | -21 | 8.9 | -2.8 | 2.2
121 | 1 | 6 | 1 | 5 | -5.8 | 46.94 | 21.02 | 33.98 | -15 | -21 | 8.3 | -6.1 | 1.1
122 | 1 | 6 | 2 | 6.8 | -2.2 | 46.94 | 19.94 | 33.08 | -14 | -19 | 8.3 | -6.7 | 0.6
123 | 1 | 6 | 3 | 10.4 | -0.4 | 46.04 | 19.04 | 33.08 | -12 | -18 | 7.8 | -7.2 | 0.6
124 | 1 | 6 | 4 | 10.4 | 1.4 | 46.04 | 17.96 | 30.92 | -12 | -17 | 7.8 | -7.8 | -0.6
125 | 1 | 6 | 5 | 17.6 | 3.2 | 44.96 | 17.96 | 30.02 | -8 | -16 | 7.2 | -7.8 | -1.1
126 | 1 | 6 | 6 | 19.4 | -0.4 | 44.96 | 17.96 | 30.02 | -7 | -18 | 7.2 | -7.8 | -1.1
127 | 1 | 6 | 7 | 19.4 | -2.2 | 44.96 | 17.96 | 28.94 | -7 | -19 | 7.2 | -7.8 | -1.7
128 | 1 | 6 | 8 | 19.4 | -4 | 44.96 | 19.04 | 28.94 | -7 | -20 | 7.2 | -7.2 | -1.7
129 | 1 | 6 | 9 | 24.8 | 1.4 | 48.92 | 21.92 | 30.92 | -4 | -17 | 9.4 | -5.6 | -0.6
130 | 1 | 6 | 10 | 30.2 | 10.4 | 55.04 | 24.08 | 32 | -1 | -12 | 12.8 | -4.4 | 0
131 | 1 | 6 | 11 | 33.8 | 12.2 | 57.02 | 28.94 | 35.96 | 1 | -11 | 13.9 | -1.7 | 2.2
132 | 1 | 6 | 12 | 37.4 | 17.6 | 59 | 37.04 | 44.06 | 3 | -8 | 15 | 2.8 | 6.7
133 | 1 | 6 | 13 | 39.2 | 17.6 | 60.98 | 42.98 | 50 | 4 | -8 | 16.1 | 6.1 | 10
134 | 1 | 6 | 14 | 39.2 | 21.2 | 62.96 | 48.92 | 51.98 | 4 | -6 | 17.2 | 9.4 | 11.1
135 | 1 | 6 | 15 | 39.2 | 23 | 62.96 | 50 | 51.08 | 4 | -5 | 17.2 | 10 | 10.6
136 | 1 | 6 | 16 | 37.4 | 24.8 | 64.04 | 50 | 48.92 | 3 | -4 | 17.8 | 10 | 9.4
137 | 1 | 6 | 17 | 30.2 | 15.8 | 60.98 | 44.96 | 42.08 | -1 | -9 | 16.1 | 7.2 | 5.6
138 | 1 | 6 | 18 | 28.4 | 15.8 | 55.94 | 39.02 | 35.96 | -2 | -9 | 13.3 | 3.9 | 2.2
139 | 1 | 6 | 19 | 24.8 | 6.8 | 48.02 | 39.02 | 37.04 | -4 | -14 | 8.9 | 3.9 | 2.8
140 | 1 | 6 | 20 | 30.2 | 10.4 | 46.94 | 37.94 | 35.06 | -1 | -12 | 8.3 | 3.3 | 1.7
141 | 1 | 6 | 21 | 23 | 8.6 | 46.94 | 39.02 | 33.08 | -5 | -13 | 8.3 | 3.9 | 0.6
142 | 1 | 6 | 22 | 23 | 6.8 | 44.96 | 39.02 | 33.98 | -5 | -14 | 7.2 | 3.9 | 1.1
143 | 1 | 6 | 23 | 23 | 3.2 | 42.98 | 39.92 | 30.02 | -5 | -16 | 6.1 | 4.4 | -1.1
144 | 1 | 6 | 24 | 17.6 | 3.2 | 42.08 | 39.92 | 30.02 | -8 | -16 | 5.6 | 4.4 | -1.1
145 | 1 | 7 | 1 | 17.6 | 3.2 | 41 | 46.04 | 28.94 | -8 | -16 | 5 | 7.8 | -1.7
146 | 1 | 7 | 2 | 17.6 | -0.4 | 41 | 44.06 | 26.06 | -8 | -18 | 5 | 6.7 | -3.3
147 | 1 | 7 | 3 | 17.6 | 1.4 | 39.02 | 42.98 | 21.02 | -8 | -17 | 3.9 | 6.1 | -6.1
148 | 1 | 7 | 4 | 17.6 | -0.4 | 39.02 | 44.06 | 24.98 | -8 | -18 | 3.9 | 6.7 | -3.9
149 | 1 | 7 | 5 | 15.8 | -0.4 | 37.94 | 44.06 | 24.98 | -9 | -18 | 3.3 | 6.7 | -3.9
150 | 1 | 7 | 6 | 17.6 | -2.2 | 37.04 | 42.98 | 24.98 | -8 | -19 | 2.8 | 6.1 | -3.9
151 | 1 | 7 | 7 | 12.2 | -2.2 | 37.04 | 39.92 | 28.04 | -11 | -19 | 2.8 | 4.4 | -2.2
152 | 1 | 7 | 8 | 15.8 | -2.2 | 41 | 39.92 | 28.94 | -9 | -19 | 5 | 4.4 | -1.7
153 | 1 | 7 | 9 | 19.4 | 6.8 | 44.96 | 44.06 | 33.08 | -7 | -14 | 7.2 | 6.7 | 0.6
154 | 1 | 7 | 10 | 21.2 | 17.6 | 51.98 | 48.02 | 33.08 | -6 | -8 | 11.1 | 8.9 | 0.6
155 | 1 | 7 | 11 | 24.8 | 19.4 | 53.96 | 51.98 | 39.92 | -4 | -7 | 12.2 | 11.1 | 4.4
156 | 1 | 7 | 12 | 26.6 | 24.8 | 57.92 | 53.96 | 44.06 | -3 | -4 | 14.4 | 12.2 | 6.7
157 | 1 | 7 | 13 | 26.6 | 26.6 | 59 | 53.96 | 46.04 | -3 | -3 | 15 | 12.2 | 7.8
158 | 1 | 7 | 14 | 26.6 | 26.6 | 60.98 | 55.04 | 46.04 | -3 | -3 | 16.1 | 12.8 | 7.8
159 | 1 | 7 | 15 | 26.6 | 28.4 | 62.06 | 55.94 | 46.94 | -3 | -2 | 16.7 | 13.3 | 8.3
160 | 1 | 7 | 16 | 26.6 | 26.6 | 60.98 | 51.98 | 44.96 | -3 | -3 | 16.1 | 11.1 | 7.2
161 | 1 | 7 | 17 | 23 | 21.2 | 60.08 | 53.06 | 44.06 | -5 | -6 | 15.6 | 11.7 | 6.7
162 | 1 | 7 | 18 | 23 | 10.4 | 55.04 | 48.92 | 41 | -5 | -12 | 12.8 | 9.4 | 5
163 | 1 | 7 | 19 | 17.6 | 12.2 | 51.08 | 46.04 | 39.92 | -8 | -11 | 10.6 | 7.8 | 4.4
164 | 1 | 7 | 20 | 17.6 | 15.8 | 51.08 | 46.94 | 39.92 | -8 | -9 | 10.6 | 8.3 | 4.4
165 | 1 | 7 | 21 | 19.4 | 14 | 48.02 | 51.98 | 39.02 | -7 | -10 | 8.9 | 11.1 | 3.9
166 | 1 | 7 | 22 | 17.6 | 8.6 | 44.96 | 53.06 | 35.06 | -8 | -13 | 7.2 | 11.7 | 1.7
167 | 1 | 7 | 23 | 15.8 | 6.8 | 44.96 | 53.96 | 33.08 | -9 | -14 | 7.2 | 12.2 | 0.6
168 | 1 | 7 | 24 | 14 | 6.8 | 44.06 | 55.04 | 33.98 | -10 | -14 | 6.7 | 12.8 | 1.1
169 | 1 | 8 | 1 | 12.2 | 5 | 44.96 | 53.96 | 35.96 | -11 | -15 | 7.2 | 12.2 | 2.2
170 | 1 | 8 | 2 | 15.8 | 6.8 | 44.06 | 55.04 | 33.98 | -9 | -14 | 6.7 | 12.8 | 1.1
171 | 1 | 8 | 3 | 10.4 | 6.8 | 44.06 | 53.06 | 30.92 | -12 | -14 | 6.7 | 11.7 | -0.6
172 | 1 | 8 | 4 | 26.6 | 6.8 | 42.08 | 51.08 | 32 | -3 | -14 | 5.6 | 10.6 | 0
173 | 1 | 8 | 5 | 30.2 | 5 | 44.06 | 51.08 | 32 | -1 | -15 | 6.7 | 10.6 | 0
174 | 1 | 8 | 6 | 30.2 | 6.8 | 44.96 | 50 | 30.92 | -1 | -14 | 7.2 | 10 | -0.6
175 | 1 | 8 | 7 | 35.6 | 6.8 | 46.94 | 50 | 30.02 | 2 | -14 | 8.3 | 10 | -1.1
176 | 1 | 8 | 8 | 41 | 6.8 | 48.92 | 50 | 28.94 | 5 | -14 | 9.4 | 10 | -1.7
177 | 1 | 8 | 9 | 42.8 | 10.4 | 51.08 | 53.06 | 33.98 | 6 | -12 | 10.6 | 11.7 | 1.1
178 | 1 | 8 | 10 | 44.6 | 15.8 | 55.04 | 57.92 | 39.92 | 7 | -9 | 12.8 | 14.4 | 4.4
179 | 1 | 8 | 11 | 46.4 | 21.2 | 55.04 | 60.08 | 46.04 | 8 | -6 | 12.8 | 15.6 | 7.8
180 | 1 | 8 | 12 | 48.2 | 28.4 | 55.94 | 62.06 | 50 | 9 | -2 | 13.3 | 16.7 | 10
181 | 1 | 8 | 13 | 48.56 | 28.4 | 55.94 | 57.02 | 53.06 | 9.2 | -2 | 13.3 | 13.9 | 11.7
182 | 1 | 8 | 14 | 48.2 | 30.2 | 57.02 | 60.98 | 55.04 | 9 | -1 | 13.9 | 16.1 | 12.8
183 | 1 | 8 | 15 | 50 | 35.6 | 55.94 | 62.06 | 55.04 | 10 | 2 | 13.3 | 16.7 | 12.8
184 | 1 | 8 | 16 | 46.4 | 28.4 | 53.96 | 57.92 | 55.94 | 8 | -2 | 12.2 | 14.4 | 13.3
185 | 1 | 8 | 17 | 42.8 | 26.6 | 50 | 55.04 | 53.06 | 6 | -3 | 10 | 12.8 | 11.7
186 | 1 | 8 | 18 | 41 | 26.6 | 48.92 | 50 | 44.96 | 5 | -3 | 9.4 | 10 | 7.2
187 | 1 | 8 | 19 | 42.8 | 24.8 | 48.02 | 44.96 | 44.96 | 6 | -4 | 8.9 | 7.2 | 7.2
188 | 1 | 8 | 20 | 44.6 | 19.4 | 46.94 | 41 | 33.98 | 7 | -7 | 8.3 | 5 | 1.1
189 | 1 | 8 | 21 | 42.8 | 19.4 | 46.04 | 41 | 35.96 | 6 | -7 | 7.8 | 5 | 2.2
190 | 1 | 8 | 22 | 41.72 | 17.6 | 46.04 | 35.96 | 39.02 | 5.4 | -8 | 7.8 | 2.2 | 3.9
191 | 1 | 8 | 23 | 41 | 15.8 | 46.04 | 33.08 | 35.06 | 5 | -9 | 7.8 | 0.6 | 1.7
192 | 1 | 8 | 24 | 41 | 15.8 | 46.04 | 30.92 | 28.94 | 5 | -9 | 7.8 | -0.6 | -1.7
193 | 1 | 9 | 1 | 42.8 | 14 | 44.96 | 30.92 | 28.04 | 6 | -10 | 7.2 | -0.6 | -2.2
194 | 1 | 9 | 2 | 39.2 | 15.8 | 46.94 | 26.96 | 28.04 | 4 | -9 | 8.3 | -2.8 | -2.2
195 | 1 | 9 | 3 | 44.6 | 17.6 | 46.94 | 26.06 | 30.02 | 7 | -8 | 8.3 | -3.3 | -1.1
196 | 1 | 9 | 4 | 42.8 | 19.4 | 46.94 | 24.08 | 28.04 | 6 | -7 | 8.3 | -4.4 | -2.2
197 | 1 | 9 | 5 | 42.8 | 26.6 | 46.94 | 24.08 | 26.06 | 6 | -3 | 8.3 | -4.4 | -3.3
198 | 1 | 9 | 6 | 39.2 | 37.4 | 46.94 | 21.92 | 28.04 | 4 | 3 | 8.3 | -5.6 | -2.2
199 | 1 | 9 | 7 | 39.2 | 37.4 | 46.94 | 19.94 | 28.04 | 4 | 3 | 8.3 | -6.7 | -2.2
200 | 1 | 9 | 8 | 41 | 44.6 | 46.94 | 23 | 28.94 | 5 | 7 | 8.3 | -5 | -1.7
201 | 1 | 9 | 9 | 48.2 | 44.6 | 46.94 | 28.94 | 35.06 | 9 | 7 | 8.3 | -1.7 | 1.7
202 | 1 | 9 | 10 | 53.6 | 48.2 | 48.02 | 37.94 | 39.92 | 12 | 9 | 8.9 | 3.3 | 4.4
203 | 1 | 9 | 11 | 57.2 | 53.6 | 48.92 | 46.94 | 46.04 | 14 | 12 | 9.4 | 8.3 | 7.8
204 | 1 | 9 | 12 | 55.4 | 53.6 | 48.92 | 55.94 | 51.08 | 13 | 12 | 9.4 | 13.3 | 10.6
205 | 1 | 9 | 13 | 59 | 53.6 | 48.92 | 64.94 | 53.96 | 15 | 12 | 9.4 | 18.3 | 12.2
206 | 1 | 9 | 14 | 60.8 | 46.4 | 51.08 | 68 | 57.02 | 16 | 8 | 10.6 | 20 | 13.9
207 | 1 | 9 | 15 | 60.8 | 48.2 | 51.98 | 66.92 | 59 | 16 | 9 | 11.1 | 19.4 | 15
208 | 1 | 9 | 16 | 57.2 | 50 | 51.08 | 66.92 | 59 | 14 | 10 | 10.6 | 19.4 | 15
209 | 1 | 9 | 17 | 53.6 | 41 | 51.98 | 60.98 | 53.06 | 12 | 5 | 11.1 | 16.1 | 11.7
210 | 1 | 9 | 18 | 46.4 | 35.6 | 50 | 55.94 | 48.02 | 8 | 2 | 10 | 13.3 | 8.9
211 | 1 | 9 | 19 | 44.6 | 35.6 | 50 | 55.94 | 42.98 | 7 | 2 | 10 | 13.3 | 6.1
212 | 1 | 9 | 20 | 41 | 35.6 | 48.92 | 46.94 | 44.96 | 5 | 2 | 9.4 | 8.3 | 7.2
213 | 1 | 9 | 21 | 44.6 | 30.2 | 48.02 | 42.08 | 46.04 | 7 | -1 | 8.9 | 5.6 | 7.8
214 | 1 | 9 | 22 | 46.4 | 30.2 | 48.92 | 39.92 | 44.06 | 8 | -1 | 9.4 | 4.4 | 6.7
215 | 1 | 9 | 23 | 44.6 | 28.4 | 44.6 | 35.06 | 42.98 | 7 | -2 | 7 | 1.7 | 6.1
216 | 1 | 9 | 24 | 39.2 | 26.6 | 42.98 | 35.96 | 39.92 | 4 | -3 | 6.1 | 2.2 | 4.4
217 | 1 | 10 | 1 | 39.2 | 26.6 | 42.08 | 37.04 | 39.02 | 4 | -3 | 5.6 | 2.8 | 3.9
218 | 1 | 10 | 2 | 39.2 | 24.8 | 42.08 | 32 | 33.98 | 4 | -4 | 5.6 | 0 | 1.1
219 | 1 | 10 | 3 | 33.8 | 24.8 | 41 | 35.96 | 30.92 | 1 | -4 | 5 | 2.2 | -0.6
220 | 1 | 10 | 4 | 26.6 | 24.8 | 41 | 33.08 | 28.94 | -3 | -4 | 5 | 0.6 | -1.7
221 | 1 | 10 | 5 | 24.8 | 24.8 | 42.98 | 33.98 | 28.94 | -4 | -4 | 6.1 | 1.1 | -1.7
222 | 1 | 10 | 6 | 24.8 | 24.8 | 42.08 | 33.98 | 26.96 | -4 | -4 | 5.6 | 1.1 | -2.8
223 | 1 | 10 | 7 | 24.8 | 24.8 | 41 | 35.06 | 26.06 | -4 | -4 | 5 | 1.7 | -3.3
224 | 1 | 10 | 8 | 26.6 | 24.8 | 42.98 | 33.08 | 26.06 | -3 | -4 | 6.1 | 0.6 | -3.3
225 | 1 | 10 | 9 | 30.2 | 24.8 | 44.96 | 42.08 | 30.02 | -1 | -4 | 7.2 | 5.6 | -1.1
226 | 1 | 10 | 10 | 35.6 | 24.8 | 48.02 | 44.96 | 35.06 | 2 | -4 | 8.9 | 7.2 | 1.7
227 | 1 | 10 | 11 | 37.4 | 26.6 | 51.08 | 53.06 | 35.96 | 3 | -3 | 10.6 | 11.7 | 2.2
228 | 1 | 10 | 12 | 42.8 | 28.4 | 51.08 | 55.94 | 37.04 | 6 | -2 | 10.6 | 13.3 | 2.8
229 | 1 | 10 | 13 | 41 | 32 | 53.06 | 60.98 | 44.06 | 5 | 0 | 11.7 | 16.1 | 6.7
230 | 1 | 10 | 14 | 41 | 35.6 | 53.96 | 62.06 | 46.94 | 5 | 2 | 12.2 | 16.7 | 8.3
231 | 1 | 10 | 15 | 44.6 | 39.2 | 53.06 | 59 | 51.98 | 7 | 4 | 11.7 | 15 | 11.1
232 | 1 | 10 | 16 | 39.2 | 41 | 53.96 | 57.02 | 51.98 | 4 | 5 | 12.2 | 13.9 | 11.1
233 | 1 | 10 | 17 | 41 | 33.8 | 53.96 | 51.98 | 46.94 | 5 | 1 | 12.2 | 11.1 | 8.3
234 | 1 | 10 | 18 | 39.2 | 30.2 | 53.96 | 46.04 | 41 | 4 | -1 | 12.2 | 7.8 | 5
235 | 1 | 10 | 19 | 35.6 | 28.4 | 51.98 | 44.96 | 33.98 | 2 | -2 | 11.1 | 7.2 | 1.1
236 | 1 | 10 | 20 | 33.8 | 30.2 | 53.06 | 42.98 | 37.94 | 1 | -1 | 11.7 | 6.1 | 3.3
237 | 1 | 10 | 21 | 33.8 | 32 | 51.98 | 35.96 | 33.98 | 1 | 0 | 11.1 | 2.2 | 1.1
238 | 1 | 10 | 22 | 30.2 | 33.8 | 51.98 | 35.96 | 32 | -1 | 1 | 11.1 | 2.2 | 0
239 | 1 | 10 | 23 | 32 | 33.8 | 51.08 | 33.08 | 30.02 | 0 | 1 | 10.6 | 0.6 | -1.1
240 | 1 | 10 | 24 | 32 | 33.8 | 51.98 | 30.02 | 39.02 | 0 | 1 | 11.1 | -1.1 | 3.9
241 | 1 | 11 | 1 | 30.2 | 35.6 | 51.08 | 30.02 | 42.08 | -1 | 2 | 10.6 | -1.1 | 5.6
242 | 1 | 11 | 2 | 28.4 | 35.6 | 51.08 | 28.94 | 39.02 | -2 | 2 | 10.6 | -1.7 | 3.9
243 | 1 | 11 | 3 | 28.4 | 35.6 | 51.98 | 28.04 | 39.02 | -2 | 2 | 11.1 | -2.2 | 3.9
244 | 1 | 11 | 4 | 26.6 | 33.8 | 51.98 | 26.96 | 37.94 | -3 | 1 | 11.1 | -2.8 | 3.3
245 | 1 | 11 | 5 | 28.4 | 33.8 | 51.08 | 24.98 | 37.04 | -2 | 1 | 10.6 | -3.9 | 2.8
246 | 1 | 11 | 6 | 30.2 | 33.8 | 50 | 26.96 | 35.96 | -1 | 1 | 10 | -2.8 | 2.2
247 | 1 | 11 | 7 | 32 | 33.8 | 50 | 26.96 | 35.06 | 0 | 1 | 10 | -2.8 | 1.7
248 | 1 | 11 | 8 | 32 | 32 | 48.92 | 26.06 | 35.96 | 0 | 0 | 9.4 | -3.3 | 2.2
249 | 1 | 11 | 9 | 30.2 | 33.8 | 44.96 | 33.08 | 37.94 | -1 | 1 | 7.2 | 0.6 | 3.3
250 | 1 | 11 | 10 | 30.2 | 33.8 | 44.96 | 37.94 | 39.92 | -1 | 1 | 7.2 | 3.3 | 4.4
251 | 1 | 11 | 11 | 30.2 | 33.8 | 42.98 | 44.06 | 46.04 | -1 | 1 | 6.1 | 6.7 | 7.8
252 | 1 | 11 | 12 | 33.8 | 33.8 | 44.06 | 51.08 | 44.96 | 1 | 1 | 6.7 | 10.6 | 7.2
253 | 1 | 11 | 13 | 35.06 | 33.8 | 44.96 | 55.04 | 44.96 | 1.7 | 1 | 7.2 | 12.8 | 7.2
254 | 1 | 11 | 14 | 35.6 | 33.8 | 46.04 | 57.02 | 46.94 | 2 | 1 | 7.8 | 13.9 | 8.3
255 | 1 | 11 | 15 | 37.4 | 33.8 | 46.04 | 59 | 46.04 | 3 | 1 | 7.8 | 15 | 7.8
256 | 1 | 11 | 16 | 35.6 | 33.8 | 46.04 | 59 | 42.08 | 2 | 1 | 7.8 | 15 | 5.6
257 | 1 | 11 | 17 | 32 | 33.8 | 46.04 | 53.96 | 37.94 | 0 | 1 | 7.8 | 12.2 | 3.3
258 | 1 | 11 | 18 | 32 | 32 | 44.96 | 42.98 | 35.96 | 0 | 0 | 7.2 | 6.1 | 2.2
259 | 1 | 11 | 19 | 30.2 | 32 | 44.96 | 39.92 | 35.06 | -1 | 0 | 7.2 | 4.4 | 1.7
260 | 1 | 11 | 20 | 30.2 | 30.2 | 42.08 | 42.98 | 33.98 | -1 | -1 | 5.6 | 6.1 | 1.1
261 | 1 | 11 | 21 | 30.2 | 30.2 | 42.08 | 39.02 | 33.98 | -1 | -1 | 5.6 | 3.9 | 1.1
262 | 1 | 11 | 22 | 30.2 | 30.2 | 39.02 | 37.04 | 30.92 | -1 | -1 | 3.9 | 2.8 | -0.6
263 | 1 | 11 | 23 | 28.4 | 30.2 | 39.92 | 35.06 | 32 | -2 | -1 | 4.4 | 1.7 | 0
264 | 1 | 11 | 24 | 30.2 | 30.2 | 37.94 | 35.06 | 33.08 | -1 | -1 | 3.3 | 1.7 | 0.6
265 | 1 | 12 | 1 | 30.2 | 30.2 | 37.94 | 33.98 | 33.08 | -1 | -1 | 3.3 | 1.1 | 0.6
266 | 1 | 12 | 2 | 30.2 | 30.2 | 39.02 | 32 | 30.92 | -1 | -1 | 3.9 | 0 | -0.6
267 | 1 | 12 | 3 | 28.4 | 30.2 | 39.02 | 30.02 | 30.02 | -2 | -1 | 3.9 | -1.1 | -1.1
268 | 1 | 12 | 4 | 28.4 | 30.2 | 39.02 | 26.96 | 30.02 | -2 | -1 | 3.9 | -2.8 | -1.1
269 | 1 | 12 | 5 | 28.4 | 32 | 39.02 | 28.04 | 28.94 | -2 | 0 | 3.9 | -2.2 | -1.7
270 | 1 | 12 | 6 | 28.4 | 30.2 | 37.94 | 26.96 | 26.96 | -2 | -1 | 3.3 | -2.8 | -2.8
271 | 1 | 12 | 7 | 28.4 | 28.4 | 37.94 | 26.06 | 26.96 | -2 | -2 | 3.3 | -3.3 | -2.8
272 | 1 | 12 | 8 | 26.6 | 28.4 | 39.02 | 26.96 | 28.04 | -3 | -2 | 3.9 | -2.8 | -2.2
273 | 1 | 12 | 9 | 26.6 | 30.2 | 41 | 33.98 | 30.92 | -3 | -1 | 5 | 1.1 | -0.6
274 | 1 | 12 | 10 | 26.6 | 32 | 42.98 | 37.94 | 33.08 | -3 | 0 | 6.1 | 3.3 | 0.6
275 | 1 | 12 | 11 | 26.6 | 33.8 | 44.96 | 42.08 | 39.02 | -3 | 1 | 7.2 | 5.6 | 3.9
276 | 1 | 12 | 12 | 28.4 | 33.8 | 46.04 | 46.04 | 42.98 | -2 | 1 | 7.8 | 7.8 | 6.1
277 | 1 | 12 | 13 | 30.2 | 33.8 | 48.02 | 55.94 | 42.98 | -1 | 1 | 8.9 | 13.3 | 6.1
278 | 1 | 12 | 14 | 30.2 | 35.6 | 48.92 | 53.96 | 44.96 | -1 | 2 | 9.4 | 12.2 | 7.2
279 | 1 | 12 | 15 | 32 | 33.8 | 48.92 | 51.98 | 44.96 | 0 | 1 | 9.4 | 11.1 | 7.2
280 | 1 | 12 | 16 | 28.4 | 32 | 50 | 50 | 44.06 | -2 | 0 | 10 | 10 | 6.7
281 | 1 | 12 | 17 | 26.6 | 30.2 | 48.92 | 50 | 42.08 | -3 | -1 | 9.4 | 10 | 5.6
282 | 1 | 12 | 18 | 23 | 28.4 | 48.92 | 50 | 37.94 | -5 | -2 | 9.4 | 10 | 3.3
283 | 1 | 12 | 19 | 19.4 | 24.8 | 44.96 | 46.04 | 35.96 | -7 | -4 | 7.2 | 7.8 | 2.2
284 | 1 | 12 | 20 | 19.4 | 21.2 | 44.06 | 44.96 | 37.94 | -7 | -6 | 6.7 | 7.2 | 3.3
285 | 1 | 12 | 21 | 19.4 | 21.2 | 42.98 | 46.04 | 37.04 | -7 | -6 | 6.1 | 7.8 | 2.8
286 | 1 | 12 | 22 | 19.4 | 21.2 | 41 | 46.04 | 35.96 | -7 | -6 | 5 | 7.8 | 2.2
287 | 1 | 12 | 23 | 17.6 | 19.4 | 39.92 | 42.98 | 33.98 | -8 | -7 | 4.4 | 6.1 | 1.1
288 | 1 | 12 | 24 | 19.4 | 19.4 | 39.92 | 42.98 | 32 | -7 | -7 | 4.4 | 6.1 | 0
289 | 1 | 13 | 1 | 19.4 | 15.8 | 37.04 | 41 | 33.98 | -7 | -9 | 2.8 | 5 | 1.1
290 | 1 | 13 | 2 | 19.4 | 24.8 | 37.94 | 41 | 33.98 | -7 | -4 | 3.3 | 5 | 1.1
291 | 1 | 13 | 3 | 21.2 | 14 | 35.96 | 37.94 | 35.06 | -6 | -10 | 2.2 | 3.3 | 1.7
292 | 1 | 13 | 4 | 28.4 | 12.2 | 35.96 | 41 | 33.98 | -2 | -11 | 2.2 | 5 | 1.1
293 | 1 | 13 | 5 | 28.4 | 8.6 | 37.04 | 39.92 | 33.08 | -2 | -13 | 2.8 | 4.4 | 0.6
294 | 1 | 13 | 6 | 23 | 12.2 | 35.06 | 35.06 | 33.08 | -5 | -11 | 1.7 | 1.7 | 0.6
295 | 1 | 13 | 7 | 23 | 10.4 | 33.98 | 35.06 | 30.92 | -5 | -12 | 1.1 | 1.7 | -0.6
296 | 1 | 13 | 8 | 19.4 | 10.4 | 35.96 | 32 | 30.02 | -7 | -12 | 2.2 | 0 | -1.1
297 | 1 | 13 | 9 | 28.4 | 15.8 | 39.92 | 37.04 | 33.08 | -2 | -9 | 4.4 | 2.8 | 0.6
298 | 1 | 13 | 10 | 33.8 | 19.4 | 44.06 | 39.02 | 39.02 | 1 | -7 | 6.7 | 3.9 | 3.9
299 | 1 | 13 | 11 | 37.4 | 26.6 | 46.94 | 41 | 42.98 | 3 | -3 | 8.3 | 5 | 6.1
300 | 1 | 13 | 12 | 37.4 | 32 | 48.92 | 44.06 | 44.96 | 3 | 0 | 9.4 | 6.7 | 7.2
301 | 1 | 13 | 13 | 39.2 | 33.8 | 50 | 46.94 | 48.02 | 4 | 1 | 10 | 8.3 | 8.9
302 | 1 | 13 | 14 | 41 | 35.6 | 50 | 48.02 | 48.02 | 5 | 2 | 10 | 8.9 | 8.9
303 | 1 | 13 | 15 | 41 | 37.4 | 50 | 48.02 | 53.96 | 5 | 3 | 10 | 8.9 | 12.2
304 | 1 | 13 | 16 | 39.2 | 35.6 | 50 | 44.06 | 55.04 | 4 | 2 | 10 | 6.7 | 12.8
305 | 1 | 13 | 17 | 35.6 | 30.2 | 48.92 | 42.98 | 44.96 | 2 | -1 | 9.4 | 6.1 | 7.2
306 | 1 | 13 | 18 | 33.8 | 21.2 | 48.02 | 37.94 | 35.96 | 1 | -6 | 8.9 | 3.3 | 2.2
307 | 1 | 13 | 19 | 30.2 | 15.8 | 46.94 | 39.02 | 33.08 | -1 | -9 | 8.3 | 3.9 | 0.6
308 | 1 | 13 | 20 | 26.6 | 12.2 | 44.06 | 37.04 | 32 | -3 | -11 | 6.7 | 2.8 | 0
309 | 1 | 13 | 21 | 23 | 12.2 | 41 | 35.06 | 33.98 | -5 | -11 | 5 | 1.7 | 1.1
310 | 1 | 13 | 22 | 21.2 | 12.2 | 39.92 | 35.06 | 35.06 | -6 | -11 | 4.4 | 1.7 | 1.7
311 | 1 | 13 | 23 | 17.6 | 12.2 | 37.94 | 33.98 | 30.02 | -8 | -11 | 3.3 | 1.1 | -1.1
312 | 1 | 13 | 24 | 10.4 | 12.2 | 48.02 | 33.08 | 33.98 | -12 | -11 | 8.9 | 0.6 | 1.1
313 | 1 | 14 | 1 | 6.8 | 10.4 | 37.04 | 33.08 | 37.04 | -14 | -12 | 2.8 | 0.6 | 2.8
314 | 1 | 14 | 2 | 6.8 | 10.4 | 37.04 | 33.08 | 37.04 | -14 | -12 | 2.8 | 0.6 | 2.8
315 | 1 | 14 | 3 | 6.8 | 10.4 | 37.94 | 33.08 | 35.96 | -14 | -12 | 3.3 | 0.6 | 2.2
316 | 1 | 14 | 4 | 1.4 | 12.2 | 39.02 | 33.08 | 26.06 | -17 | -11 | 3.9 | 0.6 | -3.3
317 | 1 | 14 | 5 | 1.4 | 10.4 | 37.94 | 33.08 | 21.92 | -17 | -12 | 3.3 | 0.6 | -5.6
318 | 1 | 14 | 6 | 6.8 | 10.4 | 39.02 | 33.08 | 24.08 | -14 | -12 | 3.9 | 0.6 | -4.4
319 | 1 | 14 | 7 | 6.8 | 10.4 | 39.02 | 33.08 | 28.04 | -14 | -12 | 3.9 | 0.6 | -2.2
320 | 1 | 14 | 8 | 10.4 | 10.4 | 41 | 33.08 | 26.96 | -12 | -12 | 5 | 0.6 | -2.8
321 | 1 | 14 | 9 | 33.8 | 10.4 | 42.08 | 33.98 | 32 | 1 | -12 | 5.6 | 1.1 | 0
322 | 1 | 14 | 10 | 39.2 | 10.4 | 44.06 | 35.06 | 37.04 | 4 | -12 | 6.7 | 1.7 | 2.8
323 | 1 | 14 | 11 | 41 | 10.4 | 46.04 | 37.04 | 42.08 | 5 | -12 | 7.8 | 2.8 | 5.6
324 | 1 | 14 | 12 | 42.8 | 12.2 | 46.94 | 39.92 | 48.92 | 6 | -11 | 8.3 | 4.4 | 9.4
325 | 1 | 14 | 13 | 46.4 | 15.8 | 48.02 | 41 | 51.98 | 8 | -9 | 8.9 | 5 | 11.1
326 | 1 | 14 | 14 | 41 | 21.2 | 50 | 41 | 51.98 | 5 | -6 | 10 | 5 | 11.1
327 | 1 | 14 | 15 | 37.4 | 19.4 | 50 | 39.92 | 53.96 | 3 | -7 | 10 | 4.4 | 12.2
328 | 1 | 14 | 16 | 24.8 | 17.6 | 50 | 37.94 | 53.96 | -4 | -8 | 10 | 3.3 | 12.2
329 | 1 | 14 | 17 | 17.6 | 15.8 | 50 | 37.04 | 50 | -8 | -9 | 10 | 2.8 | 10
330 | 1 | 14 | 18 | 15.8 | 12.2 | 48.92 | 35.06 | 39.92 | -9 | -11 | 9.4 | 1.7 | 4.4
331 | 1 | 14 | 19 | 15.8 | 10.4 | 48.92 | 33.08 | 33.98 | -9 | -12 | 9.4 | 0.6 | 1.1
332 | 1 | 14 | 20 | 14.9 | 10.4 | 46.94 | 33.08 | 33.98 | -9.5 | -12 | 8.3 | 0.6 | 1.1
333 | 1 | 14 | 21 | 14 | 10.4 | 42.98 | 33.98 | 33.08 | -10 | -12 | 6.1 | 1.1 | 0.6
334 | 1 | 14 | 22 | 14 | 8.6 | 42.08 | 33.08 | 33.98 | -10 | -13 | 5.6 | 0.6 | 1.1
335 | 1 | 14 | 23 | 14 | 8.6 | 39.92 | 33.08 | 30.02 | -10 | -13 | 4.4 | 0.6 | -1.1
336 | 1 | 14 | 24 | 14 | 8.6 | 39.02 | 33.08 | 26.96 | -10 | -13 | 3.9 | 0.6 | -2.8
337 | 1 | 15 | 1 | 14 | 8.6 | 37.94 | 33.08 | 28.04 | -10 | -13 | 3.3 | 0.6 | -2.2
338 | 1 | 15 | 2 | 12.2 | 8.6 | 39.02 | 33.08 | 24.98 | -11 | -13 | 3.9 | 0.6 | -3.9
339 | 1 | 15 | 3 | 12.2 | 6.8 | 39.92 | 33.08 | 26.96 | -11 | -14 | 4.4 | 0.6 | -2.8
340 | 1 | 15 | 4 | 10.4 | 6.8 | 39.92 | 33.08 | 24.08 | -12 | -14 | 4.4 | 0.6 | -4.4
341 | 1 | 15 | 5 | 10.4 | 8.6 | 39.92 | 30.92 | 24.98 | -12 | -13 | 4.4 | -0.6 | -3.9
342 | 1 | 15 | 6 | 12.2 | 8.6 | 41 | 28.04 | 21.02 | -11 | -13 | 5 | -2.2 | -6.1
343 | 1 | 15 | 7 | 14 | 8.6 | 42.08 | 28.94 | 21.02 | -10 | -13 | 5.6 | -1.7 | -6.1
344 | 1 | 15 | 8 | 15.8 | 8.6 | 41 | 30.02 | 21.02 | -9 | -13 | 5 | -1.1 | -6.1
345 | 1 | 15 | 9 | 12.2 | 10.4 | 42.98 | 33.98 | 30.02 | -11 | -12 | 6.1 | 1.1 | -1.1
346 | 1 | 15 | 10 | 17.6 | 12.2 | 44.06 | 33.08 | 35.96 | -8 | -11 | 6.7 | 0.6 | 2.2
347 | 1 | 15 | 11 | 26.6 | 12.2 | 44.06 | 37.04 | 41 | -3 | -11 | 6.7 | 2.8 | 5
348 | 1 | 15 | 12 | 41 | 12.2 | 44.96 | 39.02 | 46.04 | 5 | -11 | 7.2 | 3.9 | 7.8
349 | 1 | 15 | 13 | 35.6 | 15.8 | 44.96 | 39.92 | 50 | 2 | -9 | 7.2 | 4.4 | 10
350 | 1 | 15 | 14 | 42.8 | 17.6 | 46.94 | 42.98 | 53.06 | 6 | -8 | 8.3 | 6.1 | 11.7
351 | 1 | 15 | 15 | 42.8 | 17.6 | 46.04 | 42.98 | 53.96 | 6 | -8 | 7.8 | 6.1 | 12.2
352 | 1 | 15 | 16 | 44.6 | 19.4 | 46.04 | 42.98 | 53.06 | 7 | -7 | 7.8 | 6.1 | 11.7
353 | 1 | 15 | 17 | 39.2 | 15.8 | 44.96 | 35.96 | 50 | 4 | -9 | 7.2 | 2.2 | 10
354 | 1 | 15 | 18 | 37.4 | 12.2 | 44.06 | 35.96 | 44.06 | 3 | -11 | 6.7 | 2.2 | 6.7
355 | 1 | 15 | 19 | 32 | 10.4 | 44.96 | 33.08 | 37.04 | 0 | -12 | 7.2 | 0.6 | 2.8
356 | 1 | 15 | 20 | 30.2 | 8.6 | 44.96 | 32 | 35.96 | -1 | -13 | 7.2 | 0 | 2.2
357 | 1 | 15 | 21 | 30.2 | 10.4 | 44.06 | 30.92 | 33.08 | -1 | -12 | 6.7 | -0.6 | 0.6
358 | 1 | 15 | 22 | 15.8 | 17.6 | 44.06 | 30.92 | 35.06 | -9 | -8 | 6.7 | -0.6 | 1.7
359 | 1 | 15 | 23 | 12.2 | 14 | 42.98 | 30.02 | 35.06 | -11 | -10 | 6.1 | -1.1 | 1.7
360 | 1 | 15 | 24 | 12.2 | 10.4 | 42.08 | 30.02 | 32 | -11 | -12 | 5.6 | -1.1 | 0
361 | 1 | 16 | 1 | 12.2 | 6.8 | 42.08 | 30.02 | 33.08 | -11 | -14 | 5.6 | -1.1 | 0.6
362 | 1 | 16 | 2 | 12.2 | 3.2 | 41 | 30.02 | 35.06 | -11 | -16 | 5 | -1.1 | 1.7
363 | 1 | 16 | 3 | 14 | 1.4 | 39.92 | 30.92 | 33.98 | -10 | -17 | 4.4 | -0.6 | 1.1
364 | 1 | 16 | 4 | 14 | 3.2 | 39.92 | 30.02 | 33.98 | -10 | -16 | 4.4 | -1.1 | 1.1
365 | 1 | 16 | 5 | 12.2 | 1.4 | 39.92 | 30.02 | 35.06 | -11 | -17 | 4.4 | -1.1 | 1.7
366 | 1 | 16 | 6 | 12.2 | 3.2 | 39.02 | 32 | 37.04 | -11 | -16 | 3.9 | 0 | 2.8
367 | 1 | 16 | 7 | 14 | 6.8 | 39.02 | 28.94 | 37.94 | -10 | -14 | 3.9 | -1.7 | 3.3
368 | 1 | 16 | 8 | 15.8 | 8.6 | 39.92 | 30.92 | 37.94 | -9 | -13 | 4.4 | -0.6 | 3.3
369 | 1 | 16 | 9 | 17.6 | 10.4 | 41 | 33.98 | 39.02 | -8 | -12 | 5 | 1.1 | 3.9
370 | 1 | 16 | 10 | 19.4 | 15.8 | 42.98 | 37.94 | 39.92 | -7 | -9 | 6.1 | 3.3 | 4.4
371 | 1 | 16 | 11 | 19.4 | 19.4 | 44.06 | 33.08 | 42.08 | -7 | -7 | 6.7 | 0.6 | 5.6
372 | 1 | 16 | 12 | 23 | 21.2 | 44.96 | 33.08 | 44.96 | -5 | -6 | 7.2 | 0.6 | 7.2
373 | 1 | 16 | 13 | 26.6 | 23 | 46.04 | 33.98 | 46.04 | -3 | -5 | 7.8 | 1.1 | 7.8
374 | 1 | 16 | 14 | 33.8 | 24.8 | 46.94 | 32 | 42.98 | 1 | -4 | 8.3 | 0 | 6.1
375 | 1 | 16 | 15 | 41 | 26.6 | 48.02 | 33.98 | 37.04 | 5 | -3 | 8.9 | 1.1 | 2.8
376 | 1 | 16 | 16 | 33.8 | 28.4 | 46.94 | 35.06 | 33.08 | 1 | -2 | 8.3 | 1.7 | 0.6
377 | 1 | 16 | 17 | 30.2 | 26.6 | 46.04 | 33.08 | 30.92 | -1 | -3 | 7.8 | 0.6 | -0.6
378 | 1 | 16 | 18 | 26.6 | 23 | 44.96 | 32 | 28.94 | -3 | -5 | 7.2 | 0 | -1.7
379 | 1 | 16 | 19 | 28.4 | 21.2 | 44.06 | 30.92 | 30.02 | -2 | -6 | 6.7 | -0.6 | -1.1
380 | 1 | 16 | 20 | 24.8 | 19.4 | 42.98 | 30.02 | 30.02 | -4 | -7 | 6.1 | -1.1 | -1.1
381 | 1 | 16 | 21 | 26.6 | 17.6 | 42.08 | 30.92 | 28.94 | -3 | -8 | 5.6 | -0.6 | -1.7
382 | 1 | 16 | 22 | 26.6 | 15.8 | 42.08 | 30.02 | 28.94 | -3 | -9 | 5.6 | -1.1 | -1.7
383 | 1 | 16 | 23 | 28.4 | 12.2 | 41 | 28.94 | 28.04 | -2 | -11 | 5 | -1.7 | -2.2
384 | 1 | 16 | 24 | 30.2 | 14 | 39.92 | 28.94 | 28.04 | -1 | -10 | 4.4 | -1.7 | -2.2
385 | 1 | 17 | 1 | 28.4 | 12.2 | 39.02 | 28.94 | 26.96 | -2 | -11 | 3.9 | -1.7 | -2.8
386 | 1 | 17 | 2 | 30.2 | 12.2 | 39.02 | 28.94 | 26.06 | -1 | -11 | 3.9 | -1.7 | -3.3
387 | 1 | 17 | 3 | 28.4 | 12.2 | 39.02 | 28.94 | 26.06 | -2 | -11 | 3.9 | -1.7 | -3.3
388 | 1 | 17 | 4 | 28.4 | 10.4 | 39.02 | 28.94 | 26.06 | -2 | -12 | 3.9 | -1.7 | -3.3
389 | 1 | 17 | 5 | 30.2 | 10.4 | 39.02 | 28.94 | 26.06 | -1 | -12 | 3.9 | -1.7 | -3.3
390 | 1 | 17 | 6 | 32 | 8.6 | 37.94 | 28.04 | 26.06 | 0 | -13 | 3.3 | -2.2 | -3.3
391 | 1 | 17 | 7 | 30.2 | 10.4 | 39.02 | 30.92 | 24.98 | -1 | -12 | 3.9 | -0.6 | -3.9
392 | 1 | 17 | 8 | 32 | 12.2 | 39.92 | 30.92 | 24.98 | 0 | -11 | 4.4 | -0.6 | -3.9
393 | 1 | 17 | 9 | 32 | 15.8 | 42.08 | 32 | 26.96 | 0 | -9 | 5.6 | 0 | -2.8
394 | 1 | 17 | 10 | 35.6 | 24.8 | 42.98 | 32 | 30.02 | 2 | -4 | 6.1 | 0 | -1.1
395 | 1 | 17 | 11 | 41 | 32 | 44.96 | 32 | 32 | 5 | 0 | 7.2 | 0 | 0
396 | 1 | 17 | 12 | 42.8 | 37.4 | 46.94 | 33.98 | 33.08 | 6 | 3 | 8.3 | 1.1 | 0.6
397 | 1 | 17 | 13 | 46.4 | 39.2 | 48.02 | 35.06 | 35.96 | 8 | 4 | 8.9 | 1.7 | 2.2
398 | 1 | 17 | 14 | 46.4 | 42.8 | 50 | 35.06 | 35.96 | 8 | 6 | 10 | 1.7 | 2.2
399 | 1 | 17 | 15 | 44.6 | 44.6 | 50 | 35.06 | 35.96 | 7 | 7 | 10 | 1.7 | 2.2
400 | 1 | 17 | 16 | 42.8 | 44.6 | 48.92 | 35.06 | 35.06 | 6 | 7 | 9.4 | 1.7 | 1.7
401 | 1 | 17 | 17 | 37.4 | 39.2 | 48.02 | 35.06 | 30.92 | 3 | 4 | 8.9 | 1.7 | -0.6
402 | 1 | 17 | 18 | 33.8 | 30.2 | 46.94 | 35.06 | 30.02 | 1 | -1 | 8.3 | 1.7 | -1.1
403 | 1 | 17 | 19 | 33.8 | 26.6 | 46.94 | 33.98 | 30.02 | 1 | -3 | 8.3 | 1.1 | -1.1
404 | 1 | 17 | 20 | 30.2 | 24.8 | 46.04 | 33.08 | 28.94 | -1 | -4 | 7.8 | 0.6 | -1.7
405 | 1 | 17 | 21 | 30.2 | 23 | 44.06 | 33.08 | 30.02 | -1 | -5 | 6.7 | 0.6 | -1.1
406 | 1 | 17 | 22 | 32 | 23 | 42.98 | 30.92 | 28.94 | 0 | -5 | 6.1 | -0.6 | -1.7
407 | 1 | 17 | 23 | 32 | 24.8 | 42.98 | 30.02 | 30.02 | 0 | -4 | 6.1 | -1.1 | -1.1
408 | 1 | 17 | 24 | 32 | 21.2 | 42.98 | 24.98 | 30.02 | 0 | -6 | 6.1 | -3.9 | -1.1
409 | 1 | 18 | 1 | 32 | 21.2 | 39.92 | 24.08 | 28.04 | 0 | -6 | 4.4 | -4.4 | -2.2
410 | 1 | 18 | 2 | 32 | 19.4 | 39.02 | 21.92 | 28.04 | 0 | -7 | 3.9 | -5.6 | -2.2
411 | 1 | 18 | 3 | 32 | 17.6 | 37.04 | 19.94 | 28.04 | 0 | -8 | 2.8 | -6.7 | -2.2
412 | 1 | 18 | 4 | 33.8 | 17.6 | 33.98 | 21.02 | 26.96 | 1 | -8 | 1.1 | -6.1 | -2.8
413 | 1 | 18 | 5 | 35.6 | 19.4 | 33.98 | 21.02 | 28.04 | 2 | -7 | 1.1 | -6.1 | -2.2
414 | 1 | 18 | 6 | 37.4 | 19.4 | 33.08 | 21.92 | 26.96 | 3 | -7 | 0.6 | -5.6 | -2.8
415 | 1 | 18 | 7 | 35.6 | 19.4 | 33.08 | 21.92 | 26.06 | 2 | -7 | 0.6 | -5.6 | -3.3
416 | 1 | 18 | 8 | 39.2 | 19.4 | 33.98 | 24.08 | 26.06 | 4 | -7 | 1.1 | -4.4 | -3.3
417 | 1 | 18 | 9 | 42.8 | 23 | 39.92 | 26.96 | 26.96 | 6 | -5 | 4.4 | -2.8 | -2.8
418 | 1 | 18 | 10 | 46.4 | 28.4 | 44.06 | 30.02 | 30.02 | 8 | -2 | 6.7 | -1.1 | -1.1
419 | 1 | 18 | 11 | 51.8 | 33.8 | 46.04 | 30.92 | 33.08 | 11 | 1 | 7.8 | -0.6 | 0.6
420 | 1 | 18 | 12 | 53.6 | 37.4 | 46.94 | 33.08 | 32 | 12 | 3 | 8.3 | 0.6 | 0
421 | 1 | 18 | 13 | 55.4 | 42.8 | 48.92 | 33.98 | 33.08 | 13 | 6 | 9.4 | 1.1 | 0.6
422 | 1 | 18 | 14 | 59 | 51.8 | 50 | 35.96 | 33.98 | 15 | 11 | 10 | 2.2 | 1.1
423 | 1 | 18 | 15 | 59 | 51.8 | 51.08 | 37.04 | 35.06 | 15 | 11 | 10.6 | 2.8 | 1.7
424 | 1 | 18 | 16 | 57.2 | 48.2 | 51.08 | 35.96 | 35.06 | 14 | 9 | 10.6 | 2.2 | 1.7
425 | 1 | 18 | 17 | 53.6 | 46.4 | 50 | 33.08 | 33.98 | 12 | 8 | 10 | 0.6 | 1.1
426 | 1 | 18 | 18 | 50 | 44.6 | 48.92 | 28.94 | 30.02 | 10 | 7 | 9.4 | -1.7 | -1.1
427 | 1 | 18 | 19 | 48.2 | 44.6 | 46.94 | 24.98 | 26.06 | 9 | 7 | 8.3 | -3.9 | -3.3
428 | 1 | 18 | 20 | 41 | 44.6 | 41 | 26.96 | 23 | 5 | 7 | 5 | -2.8 | -5
429 | 1 | 18 | 21 | 46.4 | 39.2 | 39.92 | 24.98 | 23 | 8 | 4 | 4.4 | -3.9 | -5
430 | 1 | 18 | 22 | 41 | 37.4 | 39.02 | 24.08 | 21.92 | 5 | 3 | 3.9 | -4.4 | -5.6
431 | 1 | 18 | 23 | 39.2 | 35.6 | 37.94 | 19.94 | 21.92 | 4 | 2 | 3.3 | -6.7 | -5.6
432 | 1 | 18 | 24 | 39.2 | 33.8 | 37.04 | 21.02 | 19.94 | 4 | 1 | 2.8 | -6.1 | -6.7
433 | 1 | 19 | 1 | 39.2 | 30.2 | 37.04 | 19.04 | 21.92 | 4 | -1 | 2.8 | -7.2 | -5.6
434 | 1 | 19 | 2 | 39.2 | 30.2 | 35.96 | 19.04 | 19.94 | 4 | -1 | 2.2 | -7.2 | -6.7
435 | 1 | 19 | 3 | 37.4 | 28.4 | 33.98 | 15.98 | 24.98 | 3 | -2 | 1.1 | -8.9 | -3.9
436 | 1 | 19 | 4 | 39.2 | 28.4 | 35.06 | 14 | 26.96 | 4 | -2 | 1.7 | -10 | -2.8
437 | 1 | 19 | 5 | 37.4 | 26.6 | 33.98 | 12.92 | 26.96 | 3 | -3 | 1.1 | -10.6 | -2.8
438 | 1 | 19 | 6 | 39.2 | 26.6 | 35.06 | 12.92 | 26.06 | 4 | -3 | 1.7 | -10.6 | -3.3
439 | 1 | 19 | 7 | 39.2 | 28.4 | 35.96 | 10.04 | 26.96 | 4 | -2 | 2.2 | -12.2 | -2.8
440 | 1 | 19 | 8 | 39.2 | 28.4 | 35.06 | 12.92 | 26.96 | 4 | -2 | 1.7 | -10.6 | -2.8
441 | 1 | 19 | 9 | 42.8 | 32 | 41 | 17.06 | 28.04 | 6 | 0 | 5 | -8.3 | -2.2
442 | 1 | 19 | 10 | 48.2 | 35.6 | 46.04 | 23 | 28.94 | 9 | 2 | 7.8 | -5 | -1.7
443 | 1 | 19 | 11 | 53.6 | 41 | 48.92 | 24.98 | 30.92 | 12 | 5 | 9.4 | -3.9 | -0.6
444 | 1 | 19 | 12 | 59 | 48.2 | 50 | 32 | 33.08 | 15 | 9 | 10 | 0 | 0.6
445 | 1 | 19 | 13 | 62.6 | 53.6 | 50 | 32 | 37.04 | 17 | 12 | 10 | 0 | 2.8
446 | 1 | 19 | 14 | 64.4 | 55.4 | 51.08 | 35.96 | 39.92 | 18 | 13 | 10.6 | 2.2 | 4.4
447 | 1 | 19 | 15 | 64.4 | 57.2 | 51.98 | 35.96 | 41 | 18 | 14 | 11.1 | 2.2 | 5
448 | 1 | 19 | 16 | 62.6 | 57.2 | 51.08 | 35.06 | 39.02 | 17 | 14 | 10.6 | 1.7 | 3.9
449 | 1 | 19 | 17 | 57.2 | 46.4 | 51.08 | 30.02 | 35.96 | 14 | 8 | 10.6 | -1.1 | 2.2
450 | 1 | 19 | 18 | 53.6 | 35.6 | 50 | 26.96 | 30.02 | 12 | 2 | 10 | -2.8 | -1.1
451 | 1 | 19 | 19 | 50 | 33.8 | 48.02 | 26.96 | 26.96 | 10 | 1 | 8.9 | -2.8 | -2.8
452 | 1 | 19 | 20 | 48.2 | 32 | 46.04 | 24.08 | 23 | 9 | 0 | 7.8 | -4.4 | -5
453 | 1 | 19 | 21 | 46.4 | 30.2 | 44.96 | 21.92 | 21.92 | 8 | -1 | 7.2 | -5.6 | -5.6
454 | 1 | 19 | 22 | 46.4 | 30.2 | 44.06 | 19.94 | 23 | 8 | -1 | 6.7 | -6.7 | -5
455 | 1 | 19 | 23 | 42.8 | 30.2 | 44.96 | 19.04 | 21.92 | 6 | -1 | 7.2 | -7.2 | -5.6
456 | 1 | 19 | 24 | 42.8 | 28.4 | 41 | 17.06 | 19.94 | 6 | -2 | 5 | -8.3 | -6.7
457 | 1 | 20 | 1 | 42.8 | 26.6 | 39.02 | 15.08 | 17.96 | 6 | -3 | 3.9 | -9.4 | -7.8
458 | 1 | 20 | 2 | 44.6 | 26.6 | 37.04 | 12.92 | 17.06 | 7 | -3 | 2.8 | -10.6 | -8.3
459 | 1 | 20 | 3 | 42.8 | 24.8 | 37.94 | 12.92 | 19.04 | 6 | -4 | 3.3 | -10.6 | -7.2
460 | 1 | 20 | 4 | 41 | 26.6 | 35.06 | 12.02 | 23 | 5 | -3 | 1.7 | -11.1 | -5
461 | 1 | 20 | 5 | 42.8 | 28.4 | 35.96 | 10.94 | 24.08 | 6 | -2 | 2.2 | -11.7 | -4.4
462 | 1 | 20 | 6 | 44.6 | 26.6 | 35.96 | 10.04 | 24.08 | 7 | -3 | 2.2 | -12.2 | -4.4
463 | 1 | 20 | 7 | 41 | 28.4 | 33.98 | 10.94 | 24.08 | 5 | -2 | 1.1 | -11.7 | -4.4
464 | 1 | 20 | 8 | 44.6 | 30.2 | 37.04 | 10.94 | 24.98 | 7 | -1 | 2.8 | -11.7 | -3.9
465 | 1 | 20 | 9 | 50 | 37.4 | 42.98 | 15.08 | 26.06 | 10 | 3 | 6.1 | -9.4 | -3.3
466 | 1 | 20 | 10 | 57.2 | 42.8 | 46.94 | 17.06 | 26.96 | 14 | 6 | 8.3 | -8.3 | -2.8
467 | 1 | 20 | 11 | 64.4 | 51.8 | 50 | 19.94 | 28.04 | 18 | 11 | 10 | -6.7 | -2.2
468 | 1 | 20 | 12 | 68 | 57.2 | 51.98 | 21.92 | 30.02 | 20 | 14 | 11.1 | -5.6 | -1.1
469 | 1 | 20 | 13 | 69.8 | 62.6 | 53.96 | 26.06 | 30.92 | 21 | 17 | 12.2 | -3.3 | -0.6
470 | 1 | 20 | 14 | 69.8 | 64.4 | 55.94 | 30.02 | 35.96 | 21 | 18 | 13.3 | -1.1 | 2.2
471 | 1 | 20 | 15 | 68 | 66.2 | 57.02 | 33.08 | 42.08 | 20 | 19 | 13.9 | 0.6 | 5.6
472 | 1 | 20 | 16 | 64.4 | 68 | 57.02 | 33.08 | 44.06 | 18 | 20 | 13.9 | 0.6 | 6.7
473 | 1 | 20 | 17 | 53.6 | 55.4 | 55.94 | 28.94 | 39.92 | 12 | 13 | 13.3 | -1.7 | 4.4
474 | 1 | 20 | 18 | 48.2 | 42.8 | 50 | 24.08 | 33.08 | 9 | 6 | 10 | -4.4 | 0.6
475 | 1 | 20 | 19 | 50 | 39.2 | 46.94 | 23 | 32 | 10 | 4 | 8.3 | -5 | 0
476 | 1 | 20 | 20 | 48.2 | 33.8 | 46.04 | 19.94 | 26.96 | 9 | 1 | 7.8 | -6.7 | -2.8
477 | 1 | 20 | 21 | 44.6 | 33.8 | 46.04 | 21.02 | 26.96 | 7 | 1 | 7.8 | -6.1 | -2.8
478 | 1 | 20 | 22 | 46.4 | 30.2 | 42.08 | 21.02 | 32 | 8 | -1 | 5.6 | -6.1 | 0
479 | 1 | 20 | 23 | 44.6 | 30.2 | 42.08 | 21.92 | 33.08 | 7 | -1 | 5.6 | -5.6 | 0.6
480 | 1 | 20 | 24 | 44.6 | 30.2 | 39.92 | 21.92 | 33.98 | 7 | -1 | 4.4 | -5.6 | 1.1
481 | 1 | 21 | 1 | 42.8 | 28.4 | 39.02 | 21.92 | 33.98 | 6 | -2 | 3.9 | -5.6 | 1.1
482 | 1 | 21 | 2 | 41 | 28.4 | 39.02 | 21.92 | 32 | 5 | -2 | 3.9 | -5.6 | 0
483 | 1 | 21 | 3 | 46.4 | 26.6 | 35.96 | 21.02 | 28.04 | 8 | -3 | 2.2 | -6.1 | -2.2
484 | 1 | 21 | 4 | 41 | 28.4 | 39.02 | 21.02 | 24.08 | 5 | -2 | 3.9 | -6.1 | -4.4
485 | 1 | 21 | 5 | 44.6 | 28.4 | 35.96 | 19.94 | 23 | 7 | -2 | 2.2 | -6.7 | -5
486 | 1 | 21 | 6 | 46.4 | 28.4 | 33.98 | 19.94 | 21.02 | 8 | -2 | 1.1 | -6.7 | -6.1
487 | 1 | 21 | 7 | 48.2 | 28.4 | 35.06 | 19.94 | 17.06 | 9 | -2 | 1.7 | -6.7 | -8.3
488 | 1 | 21 | 8 | 50 | 30.2 | 37.94 | 19.04 | 23 | 10 | -1 | 3.3 | -7.2 | -5
489 | 1 | 21 | 9 | 55.4 | 44.6 | 42.08 | 19.94 | 28.04 | 13 | 7 | 5.6 | -6.7 | -2.2
490 | 1 | 21 | 10 | 55.4 | 44.6 | 48.02 | 19.94 | 32 | 13 | 7 | 8.9 | -6.7 | 0
491 | 1 | 21 | 11 | 57.2 | 59 | 51.08 | 23 | 35.96 | 14 | 15 | 10.6 | -5 | 2.2
492 | 1 | 21 | 12 | 57.2 | 60.8 | 53.06 | 24.08 | 41 | 14 | 16 | 11.7 | -4.4 | 5
493 | 1 | 21 | 13 | 55.4 | 62.6 | 55.04 | 28.94 | 44.96 | 13 | 17 | 12.8 | -1.7 | 7.2
494 | 1 | 21 | 14 | 55.4 | 62.6 | 57.02 | 28.04 | 46.04 | 13 | 17 | 13.9 | -2.2 | 7.8
495 | 1 | 21 | 15 | 59 | 59 | 57.02 | 30.02 | 48.92 | 15 | 15 | 13.9 | -1.1 | 9.4
496 | 1 | 21 | 16 | 51.8 | 57.2 | 55.94 | 30.92 | 48.92 | 11 | 14 | 13.3 | -0.6 | 9.4
497 | 1 | 21 | 17 | 44.6 | 51.8 | 55.94 | 28.04 | 46.94 | 7 | 11 | 13.3 | -2.2 | 8.3
498 | 1 | 21 | 18 | 44.6 | 46.4 | 51.08 | 26.06 | 37.04 | 7 | 8 | 10.6 | -3.3 | 2.8
499 | 1 | 21 | 19 | 46.4 | 42.8 | 48.92 | 23 | 32 | 8 | 6 | 9.4 | -5 | 0
500 | 1 | 21 | 20 | 35.6 | 41 | 48.02 | 19.94 | 30.02 | 2 | 5 | 8.9 | -6.7 | -1.1
501 | 1 | 21 | 21 | 35.6 | 37.4 | 46.94 | 17.06 | 28.94 | 2 | 3 | 8.3 | -8.3 | -1.7
502 | 1 | 21 | 22 | 37.4 | 37.4 | 46.94 | 17.06 | 26.06 | 3 | 3 | 8.3 | -8.3 | -3.3
503 | 1 | 21 | 23 | 35.6 | 33.8 | 46.94 | 15.98 | 26.06 | 2 | 1 | 8.3 | -8.9 | -3.3
504 | 1 | 21 | 24 | 35.6 | 30.2 | 46.04 | 14 | 28.04 | 2 | -1 | 7.8 | -10 | -2.2
505 | 1 | 22 | 1 | 35.6 | 32 | 44.96 | 15.08 | 28.94 | 2 | 0 | 7.2 | -9.4 | -1.7
506 | 1 | 22 | 2 | 34.88 | 30.2 | 44.06 | 12.92 | 26.06 | 1.6 | -1 | 6.7 | -10.6 | -3.3
507 | 1 | 22 | 3 | 33.8 | 28.4 | 44.06 | 12.92 | 24.08 | 1 | -2 | 6.7 | -10.6 | -4.4
508 | 1 | 22 | 4 | 28.4 | 28.4 | 44.96 | 10.94 | 21.92 | -2 | -2 | 7.2 | -11.7 | -5.6
509 | 1 | 22 | 5 | 28.4 | 24.8 | 42.98 | 12.92 | 21.92 | -2 | -4 | 6.1 | -10.6 | -5.6
510 | 1 | 22 | 6 | 28.4 | 28.4 | 44.06 | 15.08 | 21.92 | -2 | -2 | 6.7 | -9.4 | -5.6
511 | 1 | 22 | 7 | 28.4 | 26.6 | 44.96 | 14 | 21.92 | -2 | -3 | 7.2 | -10 | -5.6
512 | 1 | 22 | 8 | 28.4 | 28.4 | 44.96 | 15.98 | 26.96 | -2 | -2 | 7.2 | -8.9 | -2.8
513 | 1 | 22 | 9 | 33.8 | 30.2 | 46.94 | 19.04 | 28.94 | 1 | -1 | 8.3 | -7.2 | -1.7
514 | 1 | 22 | 10 | 37.4 | 32 | 50 | 21.02 | 35.06 | 3 | 0 | 10 | -6.1 | 1.7
515 | 1 | 22 | 11 | 39.2 | 33.8 | 51.98 | 26.06 | 41 | 4 | 1 | 11.1 | -3.3 | 5
516 | 1 | 22 | 12 | 42.8 | 33.8 | 53.96 | 28.04 | 46.04 | 6 | 1 | 12.2 | -2.2 | 7.8
517 | 1 | 22 | 13 | 44.6 | 37.4 | 55.04 | 35.06 | 51.08 | 7 | 3 | 12.8 | 1.7 | 10.6
518 | 1 | 22 | 14 | 46.4 | 37.4 | 57.02 | 37.94 | 51.98 | 8 | 3 | 13.9 | 3.3 | 11.1
519 | 1 | 22 | 15 | 46.4 | 39.2 | 57.02 | 41 | 57.02 | 8 | 4 | 13.9 | 5 | 13.9
520 | 1 | 22 | 16 | 48.2 | 39.2 | 57.02 | 39.92 | 55.94 | 9 | 4 | 13.9 | 4.4 | 13.3
521 | 1 | 22 | 17 | 42.8 | 35.6 | 55.94 | 35.96 | 50 | 6 | 2 | 13.3 | 2.2 | 10
522 | 1 | 22 | 18 | 33.8 | 30.2 | 55.04 | 30.92 | 41 | 1 | -1 | 12.8 | -0.6 | 5
523 | 1 | 22 | 19 | 32 | 30.2 | 51.98 | 26.96 | 35.96 | 0 | -1 | 11.1 | -2.8 | 2.2
524 | 1 | 22 | 20 | 28.4 | 26.6 | 50 | 24.98 | 39.02 | -2 | -3 | 10 | -3.9 | 3.9
525 | 1 | 22 | 21 | 28.4 | 24.8 | 46.04 | 24.08 | 33.08 | -2 | -4 | 7.8 | -4.4 | 0.6
526 | 1 | 22 | 22 | 30.2 | 24.8 | 44.96 | 23 | 32 | -1 | -4 | 7.2 | -5 | 0
527 | 1 | 22 | 23 | 30.2 | 24.8 | 42.98 | 21.02 | 30.92 | -1 | -4 | 6.1 | -6.1 | -0.6
528 | 1 | 22 | 24 | 28.4 | 23 | 42.08 | 19.94 | 32 | -2 | -5 | 5.6 | -6.7 | 0
529 | 1 | 23 | 1 | 35.6 | 21.2 | 41 | 17.06 | 26.96 | 2 | -6 | 5 | -8.3 | -2.8
530 | 1 | 23 | 2 | 35.6 | 21.2 | 41 | 19.04 | 26.06 | 2 | -6 | 5 | -7.2 | -3.3
531 | 1 | 23 | 3 | 37.4 | 21.2 | 39.92 | 17.96 | 26.06 | 3 | -6 | 4.4 | -7.8 | -3.3
532 | 1 | 23 | 4 | 39.2 | 21.2 | 39.02 | 17.06 | 26.96 | 4 | -6 | 3.9 | -8.3 | -2.8
533 | 1 | 23 | 5 | 39.2 | 21.2 | 37.94 | 17.96 | 21.92 | 4 | -6 | 3.3 | -7.8 | -5.6
534 | 1 | 23 | 6 | 41 | 23 | 37.04 | 17.96 | 24.98 | 5 | -5 | 2.8 | -7.8 | -3.9
535 | 1 | 23 | 7 | 41 | 21.2 | 37.04 | 15.98 | 26.06 | 5 | -6 | 2.8 | -8.9 | -3.3
536 | 1 | 23 | 8 | 39.2 | 24.8 | 39.92 | 17.06 | 26.96 | 4 | -4 | 4.4 | -8.3 | -2.8
537 | 1 | 23 | 9 | 50 | 30.2 | 46.04 | 21.92 | 32 | 10 | -1 | 7.8 | -5.6 | 0
538 | 1 | 23 | 10 | 53.6 | 33.8 | 50 | 28.94 | 39.92 | 12 | 1 | 10 | -1.7 | 4.4
539 | 1 | 23 | 11 | 60.8 | 39.2 | 53.06 | 33.98 | 44.96 | 16 | 4 | 11.7 | 1.1 | 7.2
540 | 1 | 23 | 12 | 66.2 | 46.4 | 55.04 | 39.92 | 51.98 | 19 | 8 | 12.8 | 4.4 | 11.1
541 | 1 | 23 | 13 | 68 | 53.6 | 55.94 | 44.06 | 55.04 | 20 | 12 | 13.3 | 6.7 | 12.8
542 | 1 | 23 | 14 | 66.2 | 59 | 57.02 | 48.02 | 57.92 | 19 | 15 | 13.9 | 8.9 | 14.4
543 | 1 | 23 | 15 | 66.2 | 62.6 | 59 | 46.94 | 60.08 | 19 | 17 | 15 | 8.3 | 15.6
544 | 1 | 23 | 16 | 66.2 | 62.6 | 57.92 | 44.96 | 60.08 | 19 | 17 | 14.4 | 7.2 | 15.6
545 | 1 | 23 | 17 | 57.2 | 51.8 | 57.02 | 42.08 | 55.04 | 14 | 11 | 13.9 | 5.6 | 12.8
546 | 1 | 23 | 18 | 48.2 | 39.2 | 55.94 | 35.96 | 48.92 | 9 | 4 | 13.3 | 2.2 | 9.4
547 | 1 | 23 | 19 | 42.8 | 35.6 | 51.98 | 35.96 | 42.08 | 6 | 2 | 11.1 | 2.2 | 5.6
548 | 1 | 23 | 20 | 39.2 | 32 | 46.04 | 32 | 39.02 | 4 | 0 | 7.8 | 0 | 3.9
549 | 1 | 23 | 21 | 41 | 30.2 | 46.04 | 30.02 | 33.98 | 5 | -1 | 7.8 | -1.1 | 1.1
550 | 1 | 23 | 22 | 37.4 | 32 | 44.06 | 26.96 | 33.98 | 3 | 0 | 6.7 | -2.8 | 1.1
551 | 1 | 23 | 23 | 39.2 | 30.2 | 42.98 | 24.98 | 35.06 | 4 | -1 | 6.1 | -3.9 | 1.7
552 | 1 | 23 | 24 | 39.2 | 26.6 | 41 | 24.08 | 35.06 | 4 | -3 | 5 | -4.4 | 1.7
553 | 1 | 24 | 1 | 39.2 | 28.4 | 42.08 | 24.08 | 33.98 | 4 | -2 | 5.6 | -4.4 | 1.1
554 | 1 | 24 | 2 | 41 | 26.6 | 42.08 | 21.92 | 33.98 | 5 | -3 | 5.6 | -5.6 | 1.1
555 | 1 | 24 | 3 | 37.4 | 26.6 | 42.08 | 21.02 | 30.02 | 3 | -3 | 5.6 | -6.1 | -1.1
556 | 1 | 24 | 4 | 37.4 | 24.8 | 39.92 | 19.04 | 28.94 | 3 | -4 | 4.4 | -7.2 | -1.7
557 | 1 | 24 | 5 | 37.4 | 24.8 | 39.92 | 19.04 | 28.94 | 3 | -4 | 4.4 | -7.2 | -1.7
558 | 1 | 24 | 6 | 35.6 | 24.8 | 39.92 | 17.06 | 28.04 | 2 | -4 | 4.4 | -8.3 | -2.2
559 | 1 | 24 | 7 | 35.6 | 24.8 | 39.92 | 17.96 | 26.06 | 2 | -4 | 4.4 | -7.8 | -3.3
560 | 1 | 24 | 8 | 39.2 | 24.8 | 42.98 | 19.94 | 30.02 | 4 | -4 | 6.1 | -6.7 | -1.1
561 | 1 | 24 | 9 | 44.6 | 32 | 48.92 | 24.08 | 39.92 | 7 | 0 | 9.4 | -4.4 | 4.4
562 | 1 | 24 | 10 | 51.8 | 39.2 | 50 | 28.94 | 46.04 | 11 | 4 | 10 | -1.7 | 7.8
563 | 1 | 24 | 11 | 57.2 | 44.6 | 53.06 | 33.98 | 48.92 | 14 | 7 | 11.7 | 1.1 | 9.4
564 | 1 | 24 | 12 | 60.8 | 51.8 | 55.94 | 39.92 | 53.96 | 16 | 11 | 13.3 | 4.4 | 12.2
565 | 1 | 24 | 13 | 62.6 | 55.4 | 59 | 44.06 | 55.94 | 17 | 13 | 15 | 6.7 | 13.3
566 | 1 | 24 | 14 | 64.4 | 57.2 | 62.96 | 46.04 | 57.02 | 18 | 14 | 17.2 | 7.8 | 13.9
567 | 1 | 24 | 15 | 62.6 | 60.8 | 57.02 | 46.94 | 60.98 | 17 | 16 | 13.9 | 8.3 | 16.1
568 | 1 | 24 | 16 | 59 | 59 | 51.08 | 44.06 | 59 | 15 | 15 | 10.6 | 6.7 | 15
569 | 1 | 24 | 17 | 53.6 | 53.6 | 46.94 | 41 | 53.96 | 12 | 12 | 8.3 | 5 | 12.2
570 | 1 | 24 | 18 | 50 | 41 | 48.02 | 35.96 | 51.08 | 10 | 5 | 8.9 | 2.2 | 10.6
571 | 1 | 24 | 19 | 48.2 | 35.6 | 48.02 | 32 | 46.04 | 9 | 2 | 8.9 | 0 | 7.8
572 | 1 | 24 | 20 | 44.6 | 32 | 46.94 | 33.08 | 44.06 | 7 | 0 | 8.3 | 0.6 | 6.7
573 | 1 | 24 | 21 | 39.2 | 30.2 | 46.94 | 28.94 | 35.96 | 4 | -1 | 8.3 | -1.7 | 2.2
574 | 1 | 24 | 22 | 37.4 | 32 | 44.96 | 30.02 | 33.98 | 3 | 0 | 7.2 | -1.1 | 1.1
575 | 1 | 24 | 23 | 37.4 | 30.2 | 46.04 | 28.04 | 30.02 | 3 | -1 | 7.8 | -2.2 | -1.1
576 | 1 | 24 | 24 | 35.6 | 30.2 | 44.06 | 24.98 | 28.94 | 2 | -1 | 6.7 | -3.9 | -1.7
577 | 1 | 25 | 1 | 35.6 | 30.2 | 44.06 | 24.08 | 28.04 | 2 | -1 | 6.7 | -4.4 | -2.2
578 | 1 | 25 | 2 | 35.6 | 28.4 | 42.08 | 21.92 | 26.96 | 2 | -2 | 5.6 | -5.6 | -2.8
579 | 1 | 25 | 3 | 35.6 | 28.4 | 41 | 21.92 | 28.94 | 2 | -2 | 5 | -5.6 | -1.7
580 | 1 | 25 | 4 | 35.6 | 28.4 | 39.92 | 21.02 | 26.96 | 2 | -2 | 4.4 | -6.1 | -2.8
581 | 1 | 25 | 5 | 35.6 | 26.6 | 39.02 | 21.02 | 26.96 | 2 | -3 | 3.9 | -6.1 | -2.8
582 | 1 | 25 | 6 | 37.4 | 26.6 | 37.94 | 21.02 | 26.06 | 3 | -3 | 3.3 | -6.1 | -3.3
583 | 1 | 25 | 7 | 37.4 | 26.6 | 37.94 | 21.02 | 28.04 | 3 | -3 | 3.3 | -6.1 | -2.2
584 | 1 | 25 | 8 | 37.4 | 26.6 | 39.92 | 23 | 30.92 | 3 | -3 | 4.4 | -5 | -0.6
585 | 1 | 25 | 9 | 44.6 | 33.8 | 44.06 | 26.96 | 35.96 | 7 | 1 | 6.7 | -2.8 | 2.2
586 | 1 | 25 | 10 | 51.8 | 42.8 | 46.94 | 28.04 | 41 | 11 | 6 | 8.3 | -2.2 | 5
587 | 1 | 25 | 11 | 55.4 | 48.2 | 50 | 30.92 | 44.96 | 13 | 9 | 10 | -0.6 | 7.2
588 | 1 | 25 | 12 | 57.2 | 57.2 | 51.98 | 35.06 | 48.02 | 14 | 14 | 11.1 | 1.7 | 8.9
589 | 1 | 25 | 13 | 57.2 | 62.6 | 53.06 | 37.94 | 51.08 | 14 | 17 | 11.7 | 3.3 | 10.6
590 | 1 | 25 | 14 | 59 | 60.8 | 53.96 | 44.96 | 51.08 | 15 | 16 | 12.2 | 7.2 | 10.6
591 | 1 | 25 | 15 | 57.2 | 55.4 | 55.04 | 51.08 | 51.98 | 14 | 13 | 12.8 | 10.6 | 11.1
592 | 1 | 25 | 16 | 57.2 | 55.4 | 55.04 | 53.96 | 51.98 | 14 | 13 | 12.8 | 12.2 | 11.1
593 | 1 | 25 | 17 | 55.4 | 48.2 | 53.96 | 53.06 | 50 | 13 | 9 | 12.2 | 11.7 | 10
594 | 1 | 25 | 18 | 42.8 | 41 | 51.08 | 51.08 | 44.06 | 6 | 5 | 10.6 | 10.6 | 6.7
595 | 1 | 25 | 19 | 41 | 37.4 | 50 | 50 | 39.02 | 5 | 3 | 10 | 10 | 3.9
596 | 1 | 25 | 20 | 39.2 | 35.6 | 48.02 | 48.02 | 37.04 | 4 | 2 | 8.9 | 8.9 | 2.8
597 | 1 | 25 | 21 | 37.4 | 30.2 | 44.96 | 46.94 | 33.08 | 3 | -1 | 7.2 | 8.3 | 0.6
598 | 1 | 25 | 22 | 37.4 | 30.2 | 44.06 | 48.02 | 30.02 | 3 | -1 | 6.7 | 8.9 | -1.1
599 | 1 | 25 | 23 | 33.8 | 28.4 | 46.04 | 46.94 | 28.04 | 1 | -2 | 7.8 | 8.3 | -2.2
600 | 1 | 25 | 24 | 33.8 | 26.6 | 44.96 | 46.04 | 26.06 | 1 | -3 | 7.2 | 7.8 | -3.3
601 | 1 | 26 | 1 | 35.6 | 24.8 | 39.92 | 46.04 | 28.94 | 2 | -4 | 4.4 | 7.8 | -1.7
602 | 1 | 26 | 2 | 28.4 | 24.8 | 41 | 46.04 | 24.98 | -2 | -4 | 5 | 7.8 | -3.9
603 | 1 | 26 | 3 | 28.4 | 24.8 | 41 | 44.96 | 24.08 | -2 | -4 | 5 | 7.2 | -4.4
604 | 1 | 26 | 4 | 30.2 | 24.8 | 39.92 | 42.98 | 17.96 | -1 | -4 | 4.4 | 6.1 | -7.8
605 | 1 | 26 | 5 | 33.8 | 21.2 | 41 | 42.98 | 21.92 | 1 | -6 | 5 | 6.1 | -5.6
606 | 1 | 26 | 6 | 28.4 | 21.2 | 41 | 37.94 | 23 | -2 | -6 | 5 | 3.3 | -5
607 | 1 | 26 | 7 | 28.4 | 19.4 | 39.92 | 37.94 | 21.02 | -2 | -7 | 4.4 | 3.3 | -6.1
608 | 1 | 26 | 8 | 32 | 21.2 | 39.92 | 33.98 | 21.02 | 0 | -6 | 4.4 | 1.1 | -6.1
609 | 1 | 26 | 9 | 39.2 | 28.4 | 44.96 | 33.98 | 30.02 | 4 | -2 | 7.2 | 1.1 | -1.1
610 | 1 | 26 | 10 | 42.8 | 33.8 | 46.94 | 39.02 | 35.96 | 6 | 1 | 8.3 | 3.9 | 2.2
611 | 1 | 26 | 11 | 46.4 | 39.2 | 48.02 | 37.94 | 39.92 | 8 | 4 | 8.9 | 3.3 | 4.4
612 | 1 | 26 | 12 | 46.4 | 42.8 | 48.92 | 35.96 | 44.06 | 8 | 6 | 9.4 | 2.2 | 6.7
613 | 1 | 26 | 13 | 48.2 | 44.6 | 51.08 | 39.92 | 48.02 | 9 | 7 | 10.6 | 4.4 | 8.9
614 | 1 | 26 | 14 | 48.2 | 46.4 | 51.98 | 42.08 | 50 | 9 | 8 | 11.1 | 5.6 | 10
615 | 1 | 26 | 15 | 48.2 | 46.4 | 51.08 | 39.92 | 51.08 | 9 | 8 | 10.6 | 4.4 | 10.6
616 | 1 | 26 | 16 | 46.4 | 44.6 | 51.08 | 35.96 | 51.08 | 8 | 7 | 10.6 | 2.2 | 10.6
617 | 1 | 26 | 17 | 42.8 | 41 | 48.02 | 35.06 | 50 | 6 | 5 | 8.9 | 1.7 | 10
618 | 1 | 26 | 18 | 41 | 35.6 | 44.96 | 30.92 | 42.98 | 5 | 2 | 7.2 | -0.6 | 6.1
619 | 1 | 26 | 19 | 41 | 32 | 42.08 | 30.02 | 41 | 5 | 0 | 5.6 | -1.1 | 5
620 | 1 | 26 | 20 | 37.4 | 33.8 | 41 | 28.94 | 39.02 | 3 | 1 | 5 | -1.7 | 3.9
621 | 1 | 26 | 21 | 39.2 | 32 | 39.92 | 26.96 | 35.06 | 4 | 0 | 4.4 | -2.8 | 1.7
622 | 1 | 26 | 22 | 39.2 | 30.2 | 39.92 | 24.98 | 33.98 | 4 | -1 | 4.4 | -3.9 | 1.1
623 | 1 | 26 | 23 | 39.2 | 30.2 | 39.92 | 23 | 35.96 | 4 | -1 | 4.4 | -5 | 2.2
624 | 1 | 26 | 24 | 39.2 | 30.2 | 39.02 | 21.92 | 35.06 | 4 | -1 | 3.9 | -5.6 | 1.7
625 | 1 | 27 | 1 | 39.2 | 30.2 | 39.02 | 19.04 | 33.08 | 4 | -1 | 3.9 | -7.2 | 0.6
626 | 1 | 27 | 2 | 37.4 | 30.2 | 39.02 | 19.04 | 35.06 | 3 | -1 | 3.9 | -7.2 | 1.7
627 | 1 | 27 | 3 | 32 | 30.2 | 37.94 | 17.06 | 30.02 | 0 | -1 | 3.3 | -8.3 | -1.1
628 | 1 | 27 | 4 | 33.8 | 28.4 | 37.94 | 17.06 | 28.94 | 1 | -2 | 3.3 | -8.3 | -1.7
629 | 1 | 27 | 5 | 30.2 | 26.6 | 37.94 | 17.06 | 24.98 | -1 | -3 | 3.3 | -8.3 | -3.9
630 | 1 | 27 | 6 | 30.2 | 26.6 | 37.94 | 15.98 | 21.02 | -1 | -3 | 3.3 | -8.9 | -6.1
631 | 1 | 27 | 7 | 28.4 | 28.4 | 37.94 | 17.06 | 21.92 | -2 | -2 | 3.3 | -8.3 | -5.6
632 | 1 | 27 | 8 | 32 | 30.2 | 39.02 | 17.06 | 23 | 0 | -1 | 3.9 | -8.3 | -5
633 | 1 | 27 | 9 | 32 | 33.8 | 39.02 | 21.92 | 33.08 | 0 | 1 | 3.9 | -5.6 | 0.6
634 | 1 | 27 | 10 | 35.6 | 35.6 | 41 | 28.04 | 37.04 | 2 | 2 | 5 | -2.2 | 2.8
635 | 1 | 27 | 11 | 37.4 | 37.4 | 42.08 | 32 | 42.98 | 3 | 3 | 5.6 | 0 | 6.1
636 | 1 | 27 | 12 | 41 | 39.2 | 42.98 | 33.98 | 44.96 | 5 | 4 | 6.1 | 1.1 | 7.2
637 | 1 | 27 | 13 | 44.6 | 42.8 | 44.96 | 39.02 | 48.92 | 7 | 6 | 7.2 | 3.9 | 9.4
638 | 1 | 27 | 14 | 48.2 | 42.8 | 46.04 | 39.92 | 51.08 | 9 | 6 | 7.8 | 4.4 | 10.6
639 | 1 | 27 | 15 | 50 | 46.4 | 44.06 | 42.08 | 53.06 | 10 | 8 | 6.7 | 5.6 | 11.7
640 | 1 | 27 | 16 | 48.2 | 44.6 | 42.98 | 42.98 | 53.96 | 9 | 7 | 6.1 | 6.1 | 12.2
641 | 1 | 27 | 17 | 42.8 | 42.8 | 41 | 39.02 | 50 | 6 | 6 | 5 | 3.9 | 10
642 | 1 | 27 | 18 | 39.2 | 33.8 | 42.08 | 35.96 | 42.08 | 4 | 1 | 5.6 | 2.2 | 5.6
643 | 1 | 27 | 19 | 39.2 | 37.4 | 41 | 30.92 | 37.94 | 4 | 3 | 5 | -0.6 | 3.3
644 | 1 | 27 | 20 | 39.2 | 33.8 | 39.92 | 30.92 | 33.98 | 4 | 1 | 4.4 | -0.6 | 1.1
645 | 1 | 27 | 21 | 37.4 | 32 | 39.02 | 26.96 | 33.98 | 3 | 0 | 3.9 | -2.8 | 1.1
646 | 1 | 27 | 22 | 37.4 | 32 | 39.02 | 26.06 | 33.08 | 3 | 0 | 3.9 | -3.3 | 0.6
647 | 1 | 27 | 23 | 37.4 | 30.2 | 39.02 | 23 | 33.08 | 3 | -1 | 3.9 | -5 | 0.6
648 | 1 | 27 | 24 | 37.4 | 30.2 | 39.92 | 21.92 | 28.94 | 3 | -1 | 4.4 | -5.6 | -1.7
649 | 1 | 28 | 1 | 37.4 | 30.2 | 39.92 | 19.04 | 28.94 | 3 | -1 | 4.4 | -7.2 | -1.7
650 | 1 | 28 | 2 | 33.8 | 32 | 39.02 | 19.94 | 28.04 | 1 | 0 | 3.9 | -6.7 | -2.2
651 | 1 | 28 | 3 | 35.6 | 33.8 | 39.02 | 17.96 | 26.96 | 2 | 1 | 3.9 | -7.8 | -2.8
652 | 1 | 28 | 4 | 32 | 33.8 | 39.02 | 17.96 | 26.96 | 0 | 1 | 3.9 | -7.8 | -2.8
653 | 1 | 28 | 5 | 30.2 | 33.8 | 39.02 | 17.96 | 26.06 | -1 | 1 | 3.9 | -7.8 | -3.3
654 | 1 | 28 | 6 | 30.2 | 33.8 | 39.02 | 15.98 | 28.04 | -1 | 1 | 3.9 | -8.9 | -2.2
655 | 1 | 28 | 7 | 30.2 | 33.8 | 37.94 | 17.06 | 24.98 | -1 | 1 | 3.3 | -8.3 | -3.9
656 | 1 | 28 | 8 | 30.2 | 33.8 | 39.02 | 17.96 | 30.02 | -1 | 1 | 3.9 | -7.8 | -1.1
657 | 1 | 28 | 9 | 33.8 | 33.8 | 41 | 24.08 | 35.96 | 1 | 1 | 5 | -4.4 | 2.2
658 | 1 | 28 | 10 | 33.8 | 33.8 | 44.06 | 30.02 | 42.08 | 1 | 1 | 6.7 | -1.1 | 5.6
659 | 1 | 28 | 11 | 41 | 35.6 | 46.04 | 35.96 | 42.08 | 5 | 2 | 7.8 | 2.2 | 5.6
660 | 1 | 28 | 12 | 44.6 | 39.2 | 46.94 | 35.96 | 44.96 | 7 | 4 | 8.3 | 2.2 | 7.2
661 | 1 | 28 | 13 | 48.2 | 41 | 48.02 | 42.98 | 48.02 | 9 | 5 | 8.9 | 6.1 | 8.9
662 | 1 | 28 | 14 | 48.2 | 44.6 | 48.02 | 46.94 | 50 | 9 | 7 | 8.9 | 8.3 | 10
663 | 1 | 28 | 15 | 48.2 | 44.6 | 48.92 | 53.96 | 50 | 9 | 7 | 9.4 | 12.2 | 10
664 | 1 | 28 | 16 | 46.4 | 44.6 | 50 | 51.98 | 48.92 | 8 | 7 | 10 | 11.1 | 9.4
665 | 1 | 28 | 17 | 44.6 | 42.8 | 48.92 | 48.92 | 48.02 | 7 | 6 | 9.4 | 9.4 | 8.9
666 | 1 | 28 | 18 | 41 | 41 | 46.94 | 48.92 | 42.98 | 5 | 5 | 8.3 | 9.4 | 6.1
667 | 1 | 28 | 19 | 41 | 39.2 | 44.06 | 46.04 | 42.98 | 5 | 4 | 6.7 | 7.8 | 6.1
668 | 1 | 28 | 20 | 39.2 | 39.2 | 42.98 | 46.94 | 39.92 | 4 | 4 | 6.1 | 8.3 | 4.4
669 | 1 | 28 | 21 | 41 | 35.6 | 42.98 | 48.02 | 39.02 | 5 | 2 | 6.1 | 8.9 | 3.9
670 | 1 | 28 | 22 | 39.2 | 37.4 | 42.08 | 46.04 | 37.94 | 4 | 3 | 5.6 | 7.8 | 3.3
671 | 1 | 28 | 23 | 39.2 | 35.6 | 41 | 46.94 | 35.96 | 4 | 2 | 5 | 8.3 | 2.2
672 | 1 | 28 | 24 | 39.2 | 37.4 | 39.02 | 44.96 | 35.06 | 4 | 3 | 3.9 | 7.2 | 1.7
673 | 1 | 29 | 1 | 35.6 | 35.6 | 37.04 | 44.06 | 32 | 2 | 2 | 2.8 | 6.7 | 0
674 | 1 | 29 | 2 | 32 | 37.4 | 37.04 | 44.06 | 33.08 | 0 | 3 | 2.8 | 6.7 | 0.6
675 | 1 | 29 | 3 | 32 | 35.6 | 35.06 | 42.98 | 26.96 | 0 | 2 | 1.7 | 6.1 | -2.8
676 | 1 | 29 | 4 | 33.8 | 35.6 | 35.96 | 42.08 | 28.04 | 1 | 2 | 2.2 | 5.6 | -2.2
677 | 1 | 29 | 5 | 35.6 | 33.8 | 33.98 | 41 | 30.02 | 2 | 1 | 1.1 | 5 | -1.1
678 | 1 | 29 | 6 | 35.6 | 33.8 | 33.98 | 39.92 | 33.98 | 2 | 1 | 1.1 | 4.4 | 1.1
679 | 1 | 29 | 7 | 33.8 | 30.2 | 35.06 | 37.94 | 28.94 | 1 | -1 | 1.7 | 3.3 | -1.7
680 | 1 | 29 | 8 | 33.8 | 30.2 | 37.94 | 39.02 | 28.04 | 1 | -1 | 3.3 | 3.9 | -2.2
681 | 1 | 29 | 9 | 37.4 | 35.6 | 39.02 | 41 | 35.96 | 3 | 2 | 3.9 | 5 | 2.2
682 | 1 | 29 | 10 | 39.2 | 39.2 | 42.98 | 46.04 | 42.98 | 4 | 4 | 6.1 | 7.8 | 6.1
683 | 1 | 29 | 11 | 39.2 | 44.6 | 44.96 | 46.94 | 46.04 | 4 | 7 | 7.2 | 8.3 | 7.8
684 | 1 | 29 | 12 | 41 | 46.4 | 46.94 | 51.08 | 48.02 | 5 | 8 | 8.3 | 10.6 | 8.9
685 | 1 | 29 | 13 | 42.8 | 48.2 | 48.02 | 53.06 | 48.92 | 6 | 9 | 8.9 | 11.7 | 9.4
686 | 1 | 29 | 14 | 42.8 | 46.4 | 50 | 50 | 50 | 6 | 8 | 10 | 10 | 10
687 | 1 | 29 | 15 | 42.8 | 46.4 | 50 | 50 | 51.08 | 6 | 8 | 10 | 10 | 10.6
688 | 1 | 29 | 16 | 41 | 46.4 | 50 | 51.98 | 51.08 | 5 | 8 | 10 | 11.1 | 10.6
689 | 1 | 29 | 17 | 39.2 | 44.6 | 50 | 50 | 51.98 | 4 | 7 | 10 | 10 | 11.1
690 | 1 | 29 | 18 | 37.4 | 42.8 | 48.92 | 48.02 | 42.08 | 3 | 6 | 9.4 | 8.9 | 5.6
691 | 1 | 29 | 19 | 37.4 | 39.2 | 44.96 | 44.96 | 35.96 | 3 | 4 | 7.2 | 7.2 | 2.2
692 | 1 | 29 | 20 | 37.4 | 39.2 | 44.06 | 46.04 | 33.98 | 3 | 4 | 6.7 | 7.8 | 1.1
693 | 1 | 29 | 21 | 35.6 | 37.4 | 44.06 | 41 | 32 | 2 | 3 | 6.7 | 5 | 0
694 | 1 | 29 | 22 | 35.6 | 35.6 | 44.96 | 44.06 | 32 | 2 | 2 | 7.2 | 6.7 | 0
695 | 1 | 29 | 23 | 35.6 | 35.6 | 46.04 | 46.04 | 33.08 | 2 | 2 | 7.8 | 7.8 | 0.6
696 | 1 | 29 | 24 | 35.6 | 33.8 | 44.96 | 44.06 | 30.92 | 2 | 1 | 7.2 | 6.7 | -0.6
697 | 1 | 30 | 1 | 33.8 | 33.8 | 44.96 | 42.98 | 28.94 | 1 | 1 | 7.2 | 6.1 | -1.7
698 | 1 | 30 | 2 | 33.8 | 32 | 44.96 | 46.04 | 28.94 | 1 | 0 | 7.2 | 7.8 | -1.7
699 | 1 | 30 | 3 | 33.8 | 30.2 | 44.96 | 42.98 | 26.06 | 1 | -1 | 7.2 | 6.1 | -3.3
700 | 1 | 30 | 4 | 30.2 | 30.2 | 44.06 | 41 | 23 | -1 | -1 | 6.7 | 5 | -5
701 | 1 | 30 | 5 | 30.2 | 30.2 | 42.98 | 39.02 | 23 | -1 | -1 | 6.1 | 3.9 | -5
702 | 1 | 30 | 6 | 30.2 | 30.2 | 42.08 | 39.02 | 19.94 | -1 | -1 | 5.6 | 3.9 | -6.7
703 | 1 | 30 | 7 | 30.2 | 30.2 | 42.08 | 37.94 | 19.94 | -1 | -1 | 5.6 | 3.3 | -6.7
704 | 1 | 30 | 8 | 28.4 | 30.2 | 42.98 | 35.96 | 24.98 | -2 | -1 | 6.1 | 2.2 | -3.9
705 | 1 | 30 | 9 | 28.4 | 30.2 | 44.06 | 35.06 | 33.08 | -2 | -1 | 6.7 | 1.7 | 0.6
706 | 1 | 30 | 10 | 28.4 | 32 | 44.96 | 33.98 | 39.02 | -2 | 0 | 7.2 | 1.1 | 3.9
707 | 1 | 30 | 11 | 28.4 | 33.8 | 46.04 | 35.06 | 44.06 | -2 | 1 | 7.8 | 1.7 | 6.7
708 | 1 | 30 | 12 | 30.2 | 35.6 | 46.94 | 35.96 | 51.98 | -1 | 2 | 8.3 | 2.2 | 11.1
709 | 1 | 30 | 13 | 35.6 | 35.6 | 48.02 | 37.94 | 55.94 | 2 | 2 | 8.9 | 3.3 | 13.3
710 | 1 | 30 | 14 | 37.4 | 37.4 | 48.92 | 37.94 | 57.92 | 3 | 3 | 9.4 | 3.3 | 14.4
711 | 1 | 30 | 15 | 37.4 | 39.2 | 48.92 | 39.92 | 59 | 3 | 4 | 9.4 | 4.4 | 15
712 | 1 | 30 | 16 | 39.2 | 39.2 | 50 | 39.92 | 55.94 | 4 | 4 | 10 | 4.4 | 13.3
713 | 1 | 30 | 17 | 35.6 | 37.4 | 48.92 | 35.96 | 55.94 | 2 | 3 | 9.4 | 2.2 | 13.3
714 | 1 | 30 | 18 | 33.8 | 37.4 | 46.94 | 35.06 | 53.06 | 1 | 3 | 8.3 | 1.7 | 11.7
715 | 1 | 30 | 19 | 33.8 | 35.6 | 44.96 | 35.06 | 50 | 1 | 2 | 7.2 | 1.7 | 10
716 | 1 | 30 | 20 | 33.8 | 35.6 | 42.98 | 30.92 | 46.94 | 1 | 2 | 6.1 | -0.6 | 8.3
717 | 1 | 30 | 21 | 33.8 | 35.6 | 41 | 32 | 44.06 | 1 | 2 | 5 | 0 | 6.7
718 | 1 | 30 | 22 | 32 | 35.6 | 41 | 33.08 | 39.92 | 0 | 2 | 5 | 0.6 | 4.4
719 | 1 | 30 | 23 | 32 | 33.8 | 42.08 | 28.94 | 39.92 | 0 | 1 | 5.6 | -1.7 | 4.4
720 | 1 | 30 | 24 | 30.2 | 33.8 | 42.08 | 30.02 | 37.04 | -1 | 1 | 5.6 | -1.1 | 2.8
721 | 1 | 31 | 1 | 30.2 | 33.8 | 41 | 28.94 | 35.06 | -1 | 1 | 5 | -1.7 | 1.7
722 | 1 | 31 | 2 | 30.2 | 33.8 | 41 | 30.02 | 32 | -1 | 1 | 5 | -1.1 | 0
723 | 1 | 31 | 3 | 28.4 | 33.8 | 41 | 30.92 | 30.92 | -2 | 1 | 5 | -0.6 | -0.6
724 | 1 | 31 | 4 | 28.4 | 33.8 | 39.92 | 28.04 | 32 | -2 | 1 | 4.4 | -2.2 | 0
725 | 1 | 31 | 5 | 28.4 | 30.2 | 39.92 | 28.04 | 30.92 | -2 | -1 | 4.4 | -2.2 | -0.6
726 | 1 | 31 | 6 | 26.6 | 26.6 | 39.02 | 26.06 | 26.96 | -3 | -3 | 3.9 | -3.3 | -2.8
727 | 1 | 31 | 7 | 26.6 | 24.8 | 39.02 | 24.08 | 24.98 | -3 | -4 | 3.9 | -4.4 | -3.9
728 | 1 | 31 | 8 | 26.6 | 28.4 | 39.92 | 26.06 | 26.96 | -3 | -2 | 4.4 | -3.3 | -2.8
729 | 1 | 31 | 9 | 28.4 | 30.2 | 42.08 | 30.02 | 26.96 | -2 | -1 | 5.6 | -1.1 | -2.8
730 | 1 | 31 | 10 | 30.2 | 37.4 | 44.06 | 33.98 | 30.92 | -1 | 3 | 6.7 | 1.1 | -0.6
731 | 1 | 31 | 11 | 33.8 | 39.2 | 44.96 | 37.04 | 33.98 | 1 | 4 | 7.2 | 2.8 | 1.1
732 | 1 | 31 | 12 | 33.8 | 41 | 46.04 | 37.94 | 35.96 | 1 | 5 | 7.8 | 3.3 | 2.2
733 | 1 | 31 | 13 | 35.6 | 39.2 | 48.92 | 39.92 | 41 | 2 | 4 | 9.4 | 4.4 | 5
734 | 1 | 31 | 14 | 35.6 | 39.2 | 51.08 | 39.92 | 42.08 | 2 | 4 | 10.6 | 4.4 | 5.6
735 | 1 | 31 | 15 | 35.6 | 41 | 51.98 | 42.08 | 39.92 | 2 | 5 | 11.1 | 5.6 | 4.4
736 | 1 | 31 | 16 | 33.8 | 42.8 | 51.98 | 39.92 | 42.08 | 1 | 6 | 11.1 | 4.4 | 5.6
737 | 1 | 31 | 17 | 30.74 | 38.48 | 51.08 | 39.02 | 39.02 | -0.7 | 3.6 | 10.6 | 3.9 | 3.9
738 | 1 | 31 | 18 | 28.4 | 33.8 | 51.08 | 37.94 | 35.06 | -2 | 1 | 10.6 | 3.3 | 1.7
739 | 1 | 31 | 19 | 26.6 | 30.2 | 48.92 | 37.04 | 32 | -3 | -1 | 9.4 | 2.8 | 0
740 | 1 | 31 | 20 | 24.8 | 28.4 | 48.92 | 35.96 | 30.92 | -4 | -2 | 9.4 | 2.2 | -0.6
741 | 1 | 31 | 21 | 24.8 | 26.6 | 48.02 | 35.06 | 30.92 | -4 | -3 | 8.9 | 1.7 | -0.6
742 | 1 | 31 | 22 | 24.26 | 20.3 | 48.02 | 34.52 | 29.48 | -4.3 | -6.5 | 8.9 | 1.4 | -1.4
743 | 1 | 31 | 23 | 23.36 | 13.64 | 48.02 | 33.8 | 28.04 | -4.8 | -10.2 | 8.9 | 1 | -2.2
744 | 1 | 31 | 24 | 22.64 | 7.16 | 48.02 | 33.26 | 26.42 | -5.2 | -13.8 | 8.9 | 0.7 | -3.1
745 | 2 | 1 | 1 | 21.92 | 0.68 | 48.02 | 32.72 | 24.8 | -5.6 | -17.4 | 8.9 | 0.4 | -4
746 | 2 | 1 | 2 | 21.2 | -5.8 | 48.02 | 32.18 | 23.18 | -6 | -21 | 8.9 | 0.1 | -4.9
747 | 2 | 1 | 3 | 20.3 | -12.46 | 48.02 | 31.64 | 21.74 | -6.5 | -24.7 | 8.9 | -0.2 | -5.7
748 | 2 | 1 | 4 | 19.4 | -19.12 | 48.02 | 30.92 | 19.94 | -7 | -28.4 | 8.9 | -0.6 | -6.7
749 | 2 | 1 | 5 | 19.4 | -19.12 | 44.96 | 42.98 | 24.98 | -7 | -28.4 | 7.2 | 6.1 | -3.9
750 | 2 | 1 | 6 | 19.4 | -21.1 | 42.08 | 44.96 | 24.08 | -7 | -29.5 | 5.6 | 7.2 | -4.4
751 | 2 | 1 | 7 | 17.6 | -23.08 | 42.98 | 35.06 | 26.06 | -8 | -30.6 | 6.1 | 1.7 | -3.3
752 | 2 | 1 | 8 | 17.6 | -22 | 44.96 | 35.06 | 24.08 | -8 | -30 | 7.2 | 1.7 | -4.4
753 | 2 | 1 | 9 | 21.2 | -13 | 44.06 | 42.08 | 28.04 | -6 | -25 | 6.7 | 5.6 | -2.2
754 | 2 | 1 | 10 | 24.8 | -10.12 | 44.96 | 50 | 30.92 | -4 | -23.4 | 7.2 | 10 | -0.6
755 | 2 | 1 | 11 | 24.8 | -6.16 | 44.06 | 55.04 | 35.06 | -4 | -21.2 | 6.7 | 12.8 | 1.7
756 | 2 | 1 | 12 | 28.4 | -0.04 | 42.98 | 59 | 37.94 | -2 | -17.8 | 6.1 | 15 | 3.3
757 | 2 | 1 | 13 | 28.4 | 2.84 | 44.96 | 60.08 | 44.06 | -2 | -16.2 | 7.2 | 15.6 | 6.7
758 | 2 | 1 | 14 | 28.4 | 5 | 48.02 | 59 | 44.96 | -2 | -15 | 8.9 | 15 | 7.2
759 | 2 | 1 | 15 | 28.4 | 5 | 50 | 57.92 | 46.04 | -2 | -15 | 10 | 14.4 | 7.8
760 | 2 | 1 | 16 | 28.4 | 5 | 50 | 55.94 | 46.04 | -2 | -15 | 10 | 13.3 | 7.8
761 | 2 | 1 | 17 | 24.8 | 5 | 51.08 | 51.98 | 39.92 | -4 | -15 | 10.6 | 11.1 | 4.4
762 | 2 | 1 | 18 | 21.2 | 2.84 | 44.96 | 50 | 35.06 | -6 | -16.2 | 7.2 | 10 | 1.7
763 | 2 | 1 | 19 | 19.4 | -1.12 | 44.96 | 50 | 35.06 | -7 | -18.4 | 7.2 | 10 | 1.7
764 | 2 | 1 | 20 | 17.6 | -3.1 | 46.94 | 50 | 35.06 | -8 | -19.5 | 8.3 | 10 | 1.7
765 | 2 | 1 | 21 | 19.4 | -4 | 46.94 | 51.08 | 33.98 | -7 | -20 | 8.3 | 10.6 | 1.1
766 | 2 | 1 | 22 | 17.6 | -5.08 | 46.04 | 50 | 30.92 | -8 | -20.6 | 7.8 | 10 | -0.6
767 | 2 | 1 | 23 | 19.4 | -5.08 | 44.96 | 53.96 | 30.92 | -7 | -20.6 | 7.2 | 12.2 | -0.6
768 | 2 | 1 | 24 | 21.2 | -6.16 | 46.04 | 53.96 | 30.92 | -6 | -21.2 | 7.8 | 12.2 | -0.6
769 | 2 | 2 | 1 | 19.4 | -8.14 | 44.96 | 53.96 | 26.06 | -7 | -22.3 | 7.2 | 12.2 | -3.3
770 | 2 | 2 | 2 | 19.4 | -9.04 | 42.98 | 55.04 | 24.98 | -7 | -22.8 | 6.1 | 12.8 | -3.9
771 | 2 | 2 | 3 | 19.4 | -8.14 | 42.98 | 53.06 | 28.04 | -7 | -22.3 | 6.1 | 11.7 | -2.2
772 | 2 | 2 | 4 | 17.6 | -7.06 | 42.98 | 51.98 | 26.96 | -8 | -21.7 | 6.1 | 11.1 | -2.8
773 | 2 | 2 | 5 | 15.8 | -7.06 | 42.98 | 53.06 | 24.98 | -9 | -21.7 | 6.1 | 11.7 | -3.9
774 | 2 | 2 | 6 | 15.8 | -8.14 | 41 | 53.06 | 24.08 | -9 | -22.3 | 5 | 11.7 | -4.4
775 | 2 | 2 | 7 | 14 | -8.14 | 42.08 | 51.98 | 26.96 | -10 | -22.3 | 5.6 | 11.1 | -2.8
776 | 2 | 2 | 8 | 17.6 | -9.04 | 44.06 | 51.08 | 24.08 | -8 | -22.8 | 6.7 | 10.6 | -4.4
777 | 2 | 2 | 9 | 23 | -7.06 | 46.04 | 53.96 | 32 | -5 | -21.7 | 7.8 | 12.2 | 0
778 | 2 | 2 | 10 | 28.4 | -5.08 | 48.92 | 55.94 | 35.96 | -2 | -20.6 | 9.4 | 13.3 | 2.2
779 | 2 | 2 | 11 | 30.2 | -4 | 50 | 59 | 39.92 | -1 | -20 | 10 | 15 | 4.4
780 | 2 | 2 | 12 | 32 | -3.1 | 51.08 | 53.96 | 44.06 | 0 | -19.5 | 10.6 | 12.2 | 6.7
781 | 2 | 2 | 13 | 32 | -3.1 | 51.98 | 51.98 | 46.04 | 0 | -19.5 | 11.1 | 11.1 | 7.8
782 | 2 | 2 | 14 | 32 | -3.1 | 51.98 | 48.92 | 44.96 | 0 | -19.5 | 11.1 | 9.4 | 7.2
783 | 2 | 2 | 15 | 33.8 | -3.1 | 53.06 | 48.02 | 46.04 | 1 | -19.5 | 11.7 | 8.9 | 7.8
784 | 2 | 2 | 16 | 32 | -3.1 | 53.06 | 46.04 | 46.04 | 0 | -19.5 | 11.7 | 7.8 | 7.8
785 | 2 | 2 | 17 | 28.4 | -4 | 51.08 | 44.96 | 42.08 | -2 | -20 | 10.6 | 7.2 | 5.6
786 | 2 | 2 | 18 | 26.6 | -6.16 | 48.02 | 44.06 | 37.04 | -3 | -21.2 | 8.9 | 6.7 | 2.8
787 | 2 | 2 | 19 | 23 | -11.02 | 48.02 | 42.98 | 35.06 | -5 | -23.9 | 8.9 | 6.1 | 1.7
788 | 2 | 2 | 20 | 28.4 | -16.06 | 46.94 | 42.08 | 33.98 | -2 | -26.7 | 8.3 | 5.6 | 1.1
789 | 2 | 2 | 21 | 28.4 | -21.1 | 44.96 | 42.08 | 33.08 | -2 | -29.5 | 7.2 | 5.6 | 0.6
790 | 2 | 2 | 22 | 28.4 | -23.08 | 42.98 | 39.92 | 32 | -2 | -30.6 | 6.1 | 4.4 | 0
791 | 2 | 2 | 23 | 28.4 | -22 | 41 | 41 | 32 | -2 | -30 | 5 | 5 | 0
792 | 2 | 2 | 24 | 26.6 | -22 | 37.94 | 39.92 | 30.02 | -3 | -30 | 3.3 | 4.4 | -1.1
793 | 2 | 3 | 1 | 23 | -25.06 | 35.06 | 37.04 | 28.04 | -5 | -31.7 | 1.7 | 2.8 | -2.2
794 | 2 | 3 | 2 | 19.4 | -27.04 | 33.08 | 37.04 | 28.04 | -7 | -32.8 | 0.6 | 2.8 | -2.2
795 | 2 | 3 | 3 | 21.2 | -26.14 | 33.08 | 33.08 | 28.04 | -6 | -32.3 | 0.6 | 0.6 | -2.2
796 | 2 | 3 | 4 | 19.4 | -27.04 | 32 | 32 | 26.96 | -7 | -32.8 | 0 | 0 | -2.8
797 | 2 | 3 | 5 | 19.4 | -28.12 | 30.92 | 30.92 | 26.06 | -7 | -33.4 | -0.6 | -0.6 | -3.3
798 | 2 | 3 | 6 | 17.6 | -27.04 | 30.92 | 28.94 | 26.96 | -8 | -32.8 | -0.6 | -1.7 | -2.8
799 | 2 | 3 | 7 | 19.4 | -27.04 | 32 | 30.92 | 28.04 | -7 | -32.8 | 0 | -0.6 | -2.2
800 | 2 | 3 | 8 | 21.2 | -26.14 | 35.96 | 32 | 28.94 | -6 | -32.3 | 2.2 | 0 | -1.7
801 | 2 | 3 | 9 | 24.8 | -18.04 | 44.06 | 35.96 | 30.92 | -4 | -27.8 | 6.7 | 2.2 | -0.6
802 | 2 | 3 | 10 | 24.8 | -13 | 44.96 | 41 | 37.94 | -4 | -25 | 7.2 | 5 | 3.3
803 | 2 | 3 | 11 | 26.6 | -10.12 | 46.94 | 41 | 37.94 | -3 | -23.4 | 8.3 | 5 | 3.3
804 | 2 | 3 | 12 | 28.4 | -2.02 | 48.02 | 44.96 | 41 | -2 | -18.9 | 8.9 | 7.2 | 5
805 | 2 | 3 | 13 | 28.4 | -0.04 | 48.92 | 46.04 | 42.08 | -2 | -17.8 | 9.4 | 7.8 | 5.6
806 | 2 | 3 | 14 | 32 | 2.84 | 51.08 | 48.02 | 42.08 | 0 | -16.2 | 10.6 | 8.9 | 5.6
807 | 2 | 3 | 15 | 33.26 | 5 | 50 | 48.92 | 42.98 | 0.7 | -15 | 10 | 9.4 | 6.1
808 | 2 | 3 | 16 | 33.8 | 5 | 50 | 48.92 | 44.06 | 1 | -15 | 10 | 9.4 | 6.7
809 | 2 | 3 | 17 | 32 | 1.94 | 48.92 | 46.94 | 39.02 | 0 | -16.7 | 9.4 | 8.3 | 3.9
810 | 2 | 3 | 18 | 30.2 | -3.1 | 46.04 | 41 | 33.08 | -1 | -19.5 | 7.8 | 5 | 0.6
811 | 2 | 3 | 19 | 30.2 | -12.1 | 44.96 | 39.92 | 32 | -1 | -24.5 | 7.2 | 4.4 | 0
812 | 2 | 3 | 20 | 28.4 | -13 | 42.98 | 32 | 30.02 | -2 | -25 | 6.1 | 0 | -1.1
813 | 2 | 3 | 21 | 26.6 | -14.08 | 37.94 | 30.92 | 30.02 | -3 | -25.6 | 3.3 | -0.6 | -1.1
814 | 2 | 3 | 22 | 26.6 | -12.1 | 37.04 | 33.98 | 28.94 | -3 | -24.5 | 2.8 | 1.1 | -1.7
815 | 2 | 3 | 23 | 24.8 | -12.1 | 35.06 | 30.02 | 28.04 | -4 | -24.5 | 1.7 | -1.1 | -2.2
816 | 2 | 3 | 24 | 24.8 | -14.08 | 35.06 | 28.04 | 24.98 | -4 | -25.6 | 1.7 | -2.2 | -3.9
817 | 2 | 4 | 1 | 23 | -14.08 | 33.98 | 26.06 | 24.98 | -5 | -25.6 | 1.1 | -3.3 | -3.9
818 | 2 | 4 | 2 | 23 | -15.16 | 33.08 | 24.08 | 24.98 | -5 | -26.2 | 0.6 | -4.4 | -3.9
819 | 2 | 4 | 3 | 23 | -15.16 | 33.08 | 23 | 24.98 | -5 | -26.2 | 0.6 | -5 | -3.9
820 | 2 | 4 | 4 | 23 | -16.06 | 32 | 21.02 | 21.92 | -5 | -26.7 | 0 | -6.1 | -5.6
821 | 2 | 4 | 5 | 23 | -17.14 | 33.08 | 19.94 | 21.02 | -5 | -27.3 | 0.6 | -6.7 | -6.1
822 | 2 | 4 | 6 | 23 | -18.04 | 32 | 19.94 | 19.94 | -5 | -27.8 | 0 | -6.7 | -6.7
823 | 2 | 4 | 7 | 23 | -15.16 | 33.98 | 19.04 | 19.94 | -5 | -26.2 | 1.1 | -7.2 | -6.7
824 | 2 | 4 | 8 | 23 | -13 | 37.94 | 21.92 | 21.02 | -5 | -25 | 3.3 | -5.6 | -6.1
825 | 2 | 4 | 9 | 24.8 | -5.08 | 39.92 | 28.94 | 24.98 | -4 | -20.6 | 4.4 | -1.7 | -3.9
826 | 2 | 4 | 10 | 24.8 | -0.04 | 42.98 | 35.96 | 28.94 | -4 | -17.8 | 6.1 | 2.2 | -1.7
827 | 2 | 4 | 11 | 26.6 | 3.92 | 44.96 | 41 | 33.98 | -3 | -15.6 | 7.2 | 5 | 1.1
828 | 2 | 4 | 12 | 26.6 | 9.86 | 46.94 | 46.94 | 37.94 | -3 | -12.3 | 8.3 | 8.3 | 3.3
829 | 2 | 4 | 13 | 26.6 | 14.9 | 50 | 50 | 39.92 | -3 | -9.5 | 10 | 10 | 4.4
830 | 2 | 4 | 14 | 24.8 | 18.86 | 50 | 53.06 | 41 | -4 | -7.3 | 10 | 11.7 | 5
831 | 2 | 4 | 15 | 24.8 | 25.88 | 48.92 | 53.96 | 42.98 | -4 | -3.4 | 9.4 | 12.2 | 6.1
832 | 2 | 4 | 16 | 24.8 | 26.96 | 50 | 55.04 | 44.06 | -4 | -2.8 | 10 | 12.8 | 6.7
833 | 2 | 4 | 17 | 24.8 | 23 | 48.02 | 51.98 | 42.98 | -4 | -5 | 8.9 | 11.1 | 6.1
834 | 2 | 4 | 18 | 23 | 21.92 | 46.94 | 44.06 | 35.06 | -5 | -5.6 | 8.3 | 6.7 | 1.7
835 | 2 | 4 | 19 | 23 | 18.86 | 46.94 | 42.08 | 32 | -5 | -7.3 | 8.3 | 5.6 | 0
836 | 2 | 4 | 20 | 23 | 20.84 | 46.94 | 35.96 | 30.02 | -5 | -6.2 | 8.3 | 2.2 | -1.1
837 | 2 | 4 | 21 | 21.2 | 19.94 | 46.94 | 30.92 | 28.94 | -6 | -6.7 | 8.3 | -0.6 | -1.7
838 | 2 | 4 | 22 | 21.2 | 25.88 | 46.04 | 33.98 | 28.94 | -6 | -3.4 | 7.8 | 1.1 | -1.7
839 | 2 | 4 | 23 | 19.4 | 26.96 | 46.04 | 32 | 32 | -7 | -2.8 | 7.8 | 0 | 0
840 | 2 | 4 | 24 | 19.4 | 25.88 | 46.04 | 30.02 | 30.02 | -7 | -3.4 | 7.8 | -1.1 | -1.1
841 | 2 | 5 | 1 | 19.4 | 26.96 | 39.92 | 30.92 | 28.04 | -7 | -2.8 | 4.4 | -0.6 | -2.2
842 | 2 | 5 | 2 | 19.4 | 25.88 | 37.94 | 26.96 | 26.96 | -7 | -3.4 | 3.3 | -2.8 | -2.8
843 | 2 | 5 | 3 | 19.4 | 23.9 | 37.04 | 24.98 | 26.96 | -7 | -4.5 | 2.8 | -3.9 | -2.8
844 | 2 | 5 | 4 | 19.4 | 28.94 | 37.04 | 24.98 | 28.04 | -7 | -1.7 | 2.8 | -3.9 | -2.2
845 | 2 | 5 | 5 | 19.4 | 23 | 35.96 | 21.92 | 24.98 | -7 | -5 | 2.2 | -5.6 | -3.9
846 | 2 | 5 | 6 | 19.4 | 19.94 | 35.06 | 24.98 | 21.02 | -7 | -6.7 | 1.7 | -3.9 | -6.1
847 | 2 | 5 | 7 | 17.6 | 12.92 | 35.96 | 21.92 | 19.94 | -8 | -10.6 | 2.2 | -5.6 | -6.7
848 | 2 | 5 | 8 | 17.6 | 12.92 | 39.02 | 26.06 | 19.94 | -8 | -10.6 | 3.9 | -3.3 | -6.7
849 | 2 | 5 | 9 | 19.4 | 21.02 | 44.96 | 33.08 | 21.92 | -7 | -6.1 | 7.2 | 0.6 | -5.6
850 | 2 | 5 | 10 | 21.2 | 27.86 | 48.92 | 39.92 | 28.04 | -6 | -2.3 | 9.4 | 4.4 | -2.2
851 | 2 | 5 | 11 | 21.2 | 32.9 | 51.98 | 44.06 | 32 | -6 | 0.5 | 11.1 | 6.7 | 0
852 | 2 | 5 | 12 | 23 | 34.88 | 55.04 | 48.92 | 35.96 | -5 | 1.6 | 12.8 | 9.4 | 2.2
853 | 2 | 5 | 13 | 23 | 36.86 | 55.94 | 53.96 | 37.04 | -5 | 2.7 | 13.3 | 12.2 | 2.8
854 | 2 | 5 | 14 | 24.8 | 39.92 | 55.94 | 60.08 | 37.94 | -4 | 4.4 | 13.3 | 15.6 | 3.3
855 | 2 | 5 | 15 | 21.2 | 39.92 | 57.02 | 57.92 | 37.94 | -6 | 4.4 | 13.9 | 14.4 | 3.3
856 | 2 | 5 | 16 | 21.2 | 39.92 | 57.02 | 57.02 | 37.94 | -6 | 4.4 | 13.9 | 13.9 | 3.3
857 | 2 | 5 | 17 | 19.4 | 35.96 | 55.04 | 53.06 | 39.92 | -7 | 2.2 | 12.8 | 11.7 | 4.4
858 | 2 | 5 | 18 | 19.4 | 33.98 | 50 | 46.94 | 33.98 | -7 | 1.1 | 10 | 8.3 | 1.1
859 | 2 | 5 | 19 | 17.6 | 30.92 | 46.94 | 44.96 | 30.02 | -8 | -0.6 | 8.3 | 7.2 | -1.1
860 | 2 | 5 | 20 | 17.6 | 30.92 | 42.98 | 37.94 | 28.94 | -8 | -0.6 | 6.1 | 3.3 | -1.7
861 | 2 | 5 | 21 | 17.6 | 29.84 | 41 | 39.02 | 28.04 | -8 | -1.2 | 5 | 3.9 | -2.2
862 | 2 | 5 | 22 | 19.4 | 28.94 | 42.08 | 35.06 | 26.06 | -7 | -1.7 | 5.6 | 1.7 | -3.3
863 | 2 | 5 | 23 | 21.2 | 30.92 | 39.02 | 33.98 | 24.98 | -6 | -0.6 | 3.9 | 1.1 | -3.9
864 | 2 | 5 | 24 | 17.6 | 28.94 | 39.92 | 28.94 | 24.08 | -8 | -1.7 | 4.4 | -1.7 | -4.4
865 | 2 | 6 | 1 | 17.6 | 29.84 | 37.04 | 28.04 | 24.08 | -8 | -1.2 | 2.8 | -2.2 | -4.4
866 | 2 | 6 | 2 | 12.2 | 28.94 | 35.06 | 26.96 | 23 | -11 | -1.7 | 1.7 | -2.8 | -5
867 | 2 | 6 | 3 | 12.2 | 23.9 | 35.06 | 24.08 | 23 | -11 | -4.5 | 1.7 | -4.4 | -5
868 | 2 | 6 | 4 | 14 | 23 | 33.98 | 23 | 24.08 | -10 | -5 | 1.1 | -5 | -4.4
869 | 2 | 6 | 5 | 14 | 21.92 | 33.98 | 24.08 | 24.08 | -10 | -5.6 | 1.1 | -4.4 | -4.4
870 | 2 | 6 | 6 | 14 | 21.92 | 33.98 | 21.92 | 24.08 | -10 | -5.6 | 1.1 | -5.6 | -4.4
871 | 2 | 6 | 7 | 14 | 19.94 | 33.98 | 21.92 | 21.92 | -10 | -6.7 | 1.1 | -5.6 | -5.6
872 | 2 | 6 | 8 | 17.6 | 20.84 | 39.02 | 24.98 | 24.08 | -8 | -6.2 | 3.9 | -3.9 | -4.4
873 | 2 | 6 | 9 | 23 | 25.88 | 44.96 | 33.08 | 28.04 | -5 | -3.4 | 7.2 | 0.6 | -2.2
874 | 2 | 6 | 10 | 26.6 | 30.92 | 46.94 | 41 | 30.02 | -3 | -0.6 | 8.3 | 5 | -1.1
875 | 2 | 6 | 11 | 30.2 | 34.88 | 50 | 48.92 | 33.08 | -1 | 1.6 | 10 | 9.4 | 0.6
876 | 2 | 6 | 12 | 28.4 | 39.92 | 51.98 | 53.06 | 37.04 | -2 | 4.4 | 11.1 | 11.7 | 2.8
877 | 2 | 6 | 13 | 28.4 | 44.96 | 55.04 | 57.92 | 41 | -2 | 7.2 | 12.8 | 14.4 | 5
878 | 2 | 6 | 14 | 26.6 | 45.86 | 57.02 | 60.08 | 44.06 | -3 | 7.7 | 13.9 | 15.6 | 6.7
879 | 2 | 6 | 15 | 28.4 | 47.84 | 57.92 | 60.98 | 44.06 | -2 | 8.8 | 14.4 | 16.1 | 6.7
880 | 2 | 6 | 16 | 26.6 | 47.84 | 59 | 60.98 | 42.98 | -3 | 8.8 | 15 | 16.1 | 6.1
881 | 2 | 6 | 17 | 24.8 | 42.98 | 57.02 | 55.94 | 39.92 | -4 | 6.1 | 13.9 | 13.3 | 4.4
882 | 2 | 6 | 18 | 19.4 | 39.92 | 53.06 | 50 | 35.96 | -7 | 4.4 | 11.7 | 10 | 2.2
883 | 2 | 6 | 19 | 17.6 | 42.98 | 50 | 44.96 | 33.08 | -8 | 6.1 | 10 | 7.2 | 0.6
884 | 2 | 6 | 20 | 15.8 | 41 | 48.02 | 42.98 | 30.92 | -9 | 5 | 8.9 | 6.1 | -0.6
885 | 2 | 6 | 21 | 15.8 | 41.9 | 46.04 | 42.98 | 30.02 | -9 | 5.5 | 7.8 | 6.1 | -1.1
886 | 2 | 6 | 22 | 15.8 | 42.98 | 44.06 | 41 | 28.94 | -9 | 6.1 | 6.7 | 5 | -1.7
887 | 2 | 6 | 23 | 15.8 | 35.96 | 44.96 | 35.06 | 28.04 | -9 | 2.2 | 7.2 | 1.7 | -2.2
888 | 2 | 6 | 24 | 17.6 | 34.88 | 46.94 | 37.04 | 26.96 | -8 | 1.6 | 8.3 | 2.8 | -2.8
889 | 2 | 7 | 1 | 17.6 | 35.96 | 46.04 | 32 | 26.06 | -8 | 2.2 | 7.8 | 0 | -3.3
890 | 2 | 7 | 2 | 17.6 | 36.86 | 46.94 | 33.08 | 24.98 | -8 | 2.7 | 8.3 | 0.6 | -3.9
891 | 2 | 7 | 3 | 17.6 | 36.86 | 48.92 | 35.96 | 24.98 | -8 | 2.7 | 9.4 | 2.2 | -3.9
892 | 2 | 7 | 4 | 19.4 | 35.96 | 50 | 32 | 26.06 | -7 | 2.2 | 10 | 0 | -3.3
893 | 2 | 7 | 5 | 19.4 | 29.84 | 48.92 | 33.08 | 24.08 | -7 | -1.2 | 9.4 | 0.6 | -4.4
894 | 2 | 7 | 6 | 19.4 | 28.94 | 48.92 | 30.02 | 24.98 | -7 | -1.7 | 9.4 | -1.1 | -3.9
895 | 2 | 7 | 7 | 21.2 | 28.94 | 46.94 | 30.92 | 24.98 | -6 | -1.7 | 8.3 | -0.6 | -3.9
896 | 2 | 7 | 8 | 26.6 | 28.94 | 48.02 | 30.02 | 28.94 | -3 | -1.7 | 8.9 | -1.1 | -1.7
897 | 2 | 7 | 9 | 30.2 | 32 | 51.98 | 39.02 | 32 | -1 | 0 | 11.1 | 3.9 | 0
898 | 2 | 7 | 10 | 37.4 | 37.94 | 53.96 | 46.04 | 33.98 | 3 | 3.3 | 12.2 | 7.8 | 1.1
899 | 2 | 7 | 11 | 44.6 | 39.92 | 55.04 | 51.98 | 37.04 | 7 | 4.4 | 12.8 | 11.1 | 2.8
900 | 2 | 7 | 12 | 44.6 | 45.86 | 55.04 | 57.92 | 39.92 | 7 | 7.7 | 12.8 | 14.4 | 4.4
901 | 2 | 7 | 13 | 44.6 | 52.88 | 55.04 | 60.98 | 44.06 | 7 | 11.6 | 12.8 | 16.1 | 6.7
902 | 2 | 7 | 14 | 44.6 | 52.88 | 53.96 | 64.04 | 48.02 | 7 | 11.6 | 12.2 | 17.8 | 8.9
903 | 2 | 7 | 15 | 46.4 | 57.92 | 53.96 | 62.96 | 50 | 8 | 14.4 | 12.2 | 17.2 | 10
904 | 2 | 7 | 16 | 42.8 | 52.88 | 53.06 | 64.04 | 50 | 6 | 11.6 | 11.7 | 17.8 | 10
905 | 2 | 7 | 17 | 41 | 47.84 | 51.08 | 60.98 | 46.94 | 5 | 8.8 | 10.6 | 16.1 | 8.3
906 | 2 | 7 | 18 | 26.6 | 44.96 | 48.02 | 48.92 | 46.94 | -3 | 7.2 | 8.9 | 9.4 | 8.3
907 | 2 | 7 | 19 | 24.44 | 39.92 | 46.04 | 44.96 | 39.02 | -4.2 | 4.4 | 7.8 | 7.2 | 3.9
908 | 2 | 7 | 20 | 23 | 39.92 | 44.06 | 44.96 | 35.96 | -5 | 4.4 | 6.7 | 7.2 | 2.2
909 | 2 | 7 | 21 | 21.2 | 37.94 | 44.06 | 39.92 | 35.96 | -6 | 3.3 | 6.7 | 4.4 | 2.2
910 | 2 | 7 | 22 | 19.4 | 38.84 | 42.08 | 35.06 | 35.06 | -7 | 3.8 | 5.6 | 1.7 | 1.7
911 | 2 | 7 | 23 | 21.2 | 35.96 | 41 | 37.04 | 35.96 | -6 | 2.2 | 5 | 2.8 | 2.2
912 | 2 | 7 | 24 | 19.4 | 34.88 | 41 | 32 | 35.06 | -7 | 1.6 | 5 | 0 | 1.7
913 | 2 | 8 | 1 | 17.6 | 35.96 | 42.08 | 32 | 35.06 | -8 | 2.2 | 5.6 | 0 | 1.7
914 | 2 | 8 | 2 | 19.4 | 33.98 | 41 | 30.02 | 35.96 | -7 | 1.1 | 5 | -1.1 | 2.2
915 | 2 | 8 | 3 | 19.4 | 32.9 | 39.02 | 32 | 33.08 | -7 | 0.5 | 3.9 | 0 | 0.6
916 | 2 | 8 | 4 | 19.4 | 30.92 | 37.94 | 28.04 | 33.08 | -7 | -0.6 | 3.3 | -2.2 | 0.6
917 | 2 | 8 | 5 | 19.4 | 29.84 | 37.04 | 28.04 | 33.08 | -7 | -1.2 | 2.8 | -2.2 | 0.6
918 | 2 | 8 | 6 | 21.2 | 29.84 | 37.04 | 28.94 | 33.08 | -6 | -1.2 | 2.8 | -1.7 | 0.6
919 | 2 | 8 | 7 | 23 | 32 | 33.98 | 26.96 | 30.92 | -5 | 0 | 1.1 | -2.8 | -0.6
920 | 2 | 8 | 8 | 23 | 30.92 | 37.94 | 26.96 | 35.06 | -5 | -0.6 | 3.3 | -2.8 | 1.7
921 | 2 | 8 | 9 | 28.4 | 33.98 | 39.92 | 30.92 | 39.02 | -2 | 1.1 | 4.4 | -0.6 | 3.9
922 | 2 | 8 | 10 | 30.2 | 36.86 | 42.08 | 37.94 | 42.08 | -1 | 2.7 | 5.6 | 3.3 | 5.6
923 | 2 | 8 | 11 | 33.8 | 42.98 | 44.96 | 42.08 | 46.04 | 1 | 6.1 | 7.2 | 5.6 | 7.8
924 | 2 | 8 | 12 | 33.8 | 45.86 | 44.96 | 50 | 48.92 | 1 | 7.7 | 7.2 | 10 | 9.4
925 | 2 | 8 | 13 | 35.6 | 51.98 | 48.02 | 53.96 | 51.98 | 2 | 11.1 | 8.9 | 12.2 | 11.1
926 | 2 | 8 | 14 | 32 | 57.92 | 48.92 | 57.92 | 55.94 | 0 | 14.4 | 9.4 | 14.4 | 13.3
927 | 2 | 8 | 15 | 30.2 | 59 | 51.08 | 55.04 | 55.94 | -1 | 15 | 10.6 | 12.8 | 13.3
928 | 2 | 8 | 16 | 28.4 | 56.84 | 50 | 57.02 | 55.94 | -2 | 13.8 | 10 | 13.9 | 13.3
929 | 2 | 8 | 17 | 26.6 | 55.94 | 48.92 | 53.96 | 53.96 | -3 | 13.3 | 9.4 | 12.2 | 12.2
930 | 2 | 8 | 18 | 23 | 45.86 | 46.04 | 46.94 | 46.04 | -5 | 7.7 | 7.8 | 8.3 | 7.8
931 | 2 | 8 | 19 | 21.2 | 41.9 | 44.06 | 44.96 | 42.98 | -6 | 5.5 | 6.7 | 7.2 | 6.1
932 | 2 | 8 | 20 | 23 | 36.86 | 39.02 | 44.06 | 42.08 | -5 | 2.7 | 3.9 | 6.7 | 5.6
933 | 2 | 8 | 21 | 23 | 33.98 | 37.04 | 41 | 39.92 | -5 | 1.1 | 2.8 | 5 | 4.4
934 | 2 | 8 | 22 | 21.2 | 33.98 | 37.94 | 41 | 35.06 | -6 | 1.1 | 3.3 | 5 | 1.7
935 | 2 | 8 | 23 | 21.2 | 32 | 33.08 | 35.06 | 33.98 | -6 | 0 | 0.6 | 1.7 | 1.1
936 | 2 | 8 | 24 | 21.2 | 30.92 | 33.98 | 33.98 | 30.92 | -6 | -0.6 | 1.1 | 1.1 | -0.6
937 | 2 | 9 | 1 | 19.4 | 29.84 | 33.98 | 35.06 | 30.02 | -7 | -1.2 | 1.1 | 1.7 | -1.1
938 | 2 | 9 | 2 | 14 | 27.86 | 33.08 | 35.96 | 30.02 | -10 | -2.3 | 0.6 | 2.2 | -1.1
939 | 2 | 9 | 3 | 15.8 | 26.96 | 32 | 35.06 | 30.02 | -9 | -2.8 | 0 | 1.7 | -1.1
940 | 2 | 9 | 4 | 17.6 | 26.96 | 32 | 37.94 | 28.04 | -8 | -2.8 | 0 | 3.3 | -2.2
941 | 2 | 9 | 5 | 17.6 | 24.98 | 32 | 37.04 | 26.96 | -8 | -3.9 | 0 | 2.8 | -2.8
942 | 2 | 9 | 6 | 17.6 | 23.9 | 32 | 37.04 | 21.92 | -8 | -4.5 | 0 | 2.8 | -5.6
943 | 2 | 9 | 7 | 17.6 | 24.98 | 33.98 | 35.96 | 24.08 | -8 | -3.9 | 1.1 | 2.2 | -4.4
944 | 2 | 9 | 8 | 19.4 | 28.94 | 35.96 | 37.94 | 28.94 | -7 | -1.7 | 2.2 | 3.3 | -1.7
945 | 2 | 9 | 9 | 24.8 | 35.96 | 44.06 | 41 | 33.98 | -4 | 2.2 | 6.7 | 5 | 1.1
946 | 2 | 9 | 10 | 30.2 | 41 | 48.02 | 44.96 | 37.94 | -1 | 5 | 8.9 | 7.2 | 3.3
947 | 2 | 9 | 11 | 32 | 50 | 50 | 48.02 | 42.98 | 0 | 10 | 10 | 8.9 | 6.1
948 | 2 | 9 | 12 | 33.8 | 55.94 | 51.98 | 51.98 | 46.94 | 1 | 13.3 | 11.1 | 11.1 | 8.3
949 | 2 | 9 | 13 | 33.8 | 65.84 | 55.04 | 55.04 | 50 | 1 | 18.8 | 12.8 | 12.8 | 10
950 | 2 | 9 | 14 | 33.8 | 63.86 | 55.94 | 55.04 | 53.06 | 1 | 17.7 | 13.3 | 12.8 | 11.7
951 | 2 | 9 | 15 | 33.8 | 61.88 | 57.02 | 53.06 | 55.04 | 1 | 16.6 | 13.9 | 11.7 | 12.8
952 | 2 | 9 | 16 | 33.8 | 54.86 | 57.92 | 53.06 | 55.04 | 1 | 12.7 | 14.4 | 11.7 | 12.8
953 | 2 | 9 | 17 | 30.2 | 55.94 | 55.04 | 51.98 | 55.94 | -1 | 13.3 | 12.8 | 11.1 | 13.3
954 | 2 | 9 | 18 | 26.6 | 52.88 | 51.98 | 50 | 48.92 | -3 | 11.6 | 11.1 | 10 | 9.4
955 | 2 | 9 | 19 | 23 | 53.96 | 50 | 50 | 44.96 | -5 | 12.2 | 10 | 10 | 7.2
956 | 2 | 9 | 20 | 21.2 | 52.88 | 44.96 | 48.92 | 42.98 | -6 | 11.6 | 7.2 | 9.4 | 6.1
957 | 2 | 9 | 21 | 21.2 | 50 | 44.06 | 46.94 | 42.08 | -6 | 10 | 6.7 | 8.3 | 5.6
958 | 2 | 9 | 22 | 21.2 | 42.98 | 39.92 | 44.96 | 39.92 | -6 | 6.1 | 4.4 | 7.2 | 4.4
959 | 2 | 9 | 23 | 19.4 | 41 | 39.92 | 42.08 | 37.94 | -7 | 5 | 4.4 | 5.6 | 3.3
960 | 2 | 9 | 24 | 17.6 | 41 | 37.04 | 42.08 | 35.96 | -8 | 5 | 2.8 | 5.6 | 2.2
961 | 2 | 10 | 1 | 17.6 | 35.96 | 37.94 | 42.98 | 33.98 | -8 | 2.2 | 3.3 | 6.1 | 1.1
962 | 2 | 10 | 2 | 19.4 | 34.88 | 37.04 | 41 | 33.08 | -7 | 1.6 | 2.8 | 5 | 0.6
963 | 2 | 10 | 3 | 19.4 | 38.84 | 37.04 | 39.02 | 33.08 | -7 | 3.8 | 2.8 | 3.9 | 0.6
964 | 2 | 10 | 4 | 17.6 | 36.86 | 37.94 | 37.04 | 32 | -8 | 2.7 | 3.3 | 2.8 | 0
965 | 2 | 10 | 5 | 15.8 | 34.88 | 35.96 | 35.06 | 30.92 | -9 | 1.6 | 2.2 | 1.7 | -0.6
966 | 2 | 10 | 6 | 17.6 | 33.98 | 33.98 | 35.96 | 30.02 | -8 | 1.1 | 1.1 | 2.2 | -1.1
967 | 2 | 10 | 7 | 15.8 | 32.9 | 37.94 | 33.98 | 28.04 | -9 | 0.5 | 3.3 | 1.1 | -2.2
968 | 2 | 10 | 8 | 21.2 | 33.98 | 42.98 | 33.98 | 33.08 | -6 | 1.1 | 6.1 | 1.1 | 0.6
969 | 2 | 10 | 9 | 26.6 | 32 | 46.94 | 42.98 | 37.94 | -3 | 0 | 8.3 | 6.1 | 3.3
970 | 2 | 10 | 10 | 32 | 32 | 53.06 | 50 | 42.08 | 0 | 0 | 11.7 | 10 | 5.6
971 | 2 | 10 | 11 | 37.4 | 32 | 55.94 | 53.96 | 48.02 | 3 | 0 | 13.3 | 12.2 | 8.9
972 | 2 | 10 | 12 | 39.2 | 32.9 | 59 | 57.92 | 50 | 4 | 0.5 | 15 | 14.4 | 10
973 | 2 | 10 | 13 | 39.2 | 34.88 | 60.98 | 60.98 | 55.04 | 4 | 1.6 | 16.1 | 16.1 | 12.8
974 | 2 | 10 | 14 | 39.2 | 38.84 | 64.04 | 57.92 | 57.02 | 4 | 3.8 | 17.8 | 14.4 | 13.9
975 | 2 | 10 | 15 | 39.2 | 38.84 | 64.94 | 57.92 | 57.02 | 4 | 3.8 | 18.3 | 14.4 | 13.9
976 | 2 | 10 | 16 | 39.2 | 37.94 | 64.94 | 60.98 | 59 | 4 | 3.3 | 18.3 | 16.1 | 15
977 | 2 | 10 | 17 | 35.6 | 35.96 | 62.96 | 57.02 | 57.92 | 2 | 2.2 | 17.2 | 13.9 | 14.4
978 | 2 | 10 | 18 | 28.4 | 30.92 | 59 | 55.94 | 51.08 | -2 | -0.6 | 15 | 13.3 | 10.6
979 | 2 | 10 | 19 | 24.8 | 29.84 | 57.02 | 51.98 | 46.04 | -4 | -1.2 | 13.9 | 11.1 | 7.8
980 | 2 | 10 | 20 | 24.8 | 28.94 | 55.94 | 50 | 42.98 | -4 | -1.7 | 13.3 | 10 | 6.1
981 | 2 | 10 | 21 | 26.6 | 25.88 | 55.04 | 50 | 42.08 | -3 | -3.4 | 12.8 | 10 | 5.6
982 | 2 | 10 | 22 | 24.8 | 23 | 51.08 | 44.96 | 39.02 | -4 | -5 | 10.6 | 7.2 | 3.9
983 | 2 | 10 | 23 | 24.8 | 20.84 | 53.06 | 46.94 | 35.96 | -4 | -6.2 | 11.7 | 8.3 | 2.2
984 | 2 | 10 | 24 | 26.6 | 20.84 | 51.08 | 42.98 | 33.08 | -3 | -6.2 | 10.6 | 6.1 | 0.6
985 | 2 | 11 | 1 | 24.8 | 19.94 | 51.98 | 46.04 | 26.96 | -4 | -6.7 | 11.1 | 7.8 | -2.8
986 | 2 | 11 | 2 | 24.8 | 18.86 | 46.04 | 48.02 | 33.08 | -4 | -7.3 | 7.8 | 8.9 | 0.6
987 | 2 | 11 | 3 | 23 | 17.96 | 44.06 | 46.94 | 30.02 | -5 | -7.8 | 6.7 | 8.3 | -1.1
988 | 2 | 11 | 4 | 24.8 | 17.96 | 46.04 | 46.94 | 28.04 | -4 | -7.8 | 7.8 | 8.3 | -2.2
989 | 2 | 11 | 5 | 24.8 | 15.98 | 44.06 | 44.06 | 26.06 | -4 | -8.9 | 6.7 | 6.7 | -3.3
990 | 2 | 11 | 6 | 23 | 14.9 | 44.06 | 42.08 | 24.98 | -5 | -9.5 | 6.7 | 5.6 | -3.9
991 | 2 | 11 | 7 | 21.2 | 14.9 | 46.04 | 41 | 24.98 | -6 | -9.5 | 7.8 | 5 | -3.9
992 | 2 | 11 | 8 | 21.2 | 19.94 | 48.02 | 39.92 | 28.94 | -6 | -6.7 | 8.9 | 4.4 | -1.7
993 | 2 | 11 | 9 | 21.2 | 24.98 | 55.04 | 42.08 | 35.06 | -6 | -3.9 | 12.8 | 5.6 | 1.7
994 | 2 | 11 | 10 | 21.2 | 29.84 | 60.08 | 46.94 | 39.92 | -6 | -1.2 | 15.6 | 8.3 | 4.4
995 | 2 | 11 | 11 | 21.2 | 37.94 | 62.96 | 50 | 44.06 | -6 | 3.3 | 17.2 | 10 | 6.7
996 | 2 | 11 | 12 | 19.4 | 43.88 | 66.02 | 51.98 | 50 | -7 | 6.6 | 18.9 | 11.1 | 10
997 | 2 | 11 | 13 | 19.4 | 46.94 | 68 | 55.04 | 53.96 | -7 | 8.3 | 20 | 12.8 | 12.2
998 | 2 | 11 | 14 | 19.4 | 48.92 | 68 | 55.04 | 57.02 | -7 | 9.4 | 20 | 12.8 | 13.9
999 | 2 | 11 | 15 | 17.6 | 48.92 | 69.08 | 59 | 57.92 | -8 | 9.4 | 20.6 | 15 | 14.4
1000 | 2 | 11 | 16 | 15.8 | 47.84 | 68 | 57.02 | 59 | -9 | 8.8 | 20 | 13.9 | 15
1001 | 2 | 11 | 17 | 14 | 45.86 | 64.04 | 53.96 | 60.08 | -10 | 7.7 | 17.8 | 12.2 | 15.6
1002 | 2 | 11 | 18 | 10.4 | 41.9 | 60.08 | 51.08 | 51.98 | -12 | 5.5 | 15.6 | 10.6 | 11.1
1003 | 2 | 11 | 19 | 6.8 | 33.98 | 57.02 | 48.92 | 48.92 | -14 | 1.1 | 13.9 | 9.4 | 9.4
1004 | 2 | 11 | 20 | 6.8 | 29.84 | 53.06 | 48.02 | 44.06 | -14 | -1.2 | 11.7 | 8.9 | 6.7
1005 | 2 | 11 | 21 | 5 | 25.88 | 53.96 | 42.98 | 41 | -15 | -3.4 | 12.2 | 6.1 | 5
1006 | 2 | 11 | 22 | 3.2 | 23.9 | 50 | 37.94 | 35.06 | -16 | -4.5 | 10 | 3.3 | 1.7
1007 | 2 | 11 | 23 | 1.4 | 20.84 | 51.08 | 39.02 | 37.94 | -17 | -6.2 | 10.6 | 3.9 | 3.3
1008 | 2 | 11 | 24 | 1.4 | 21.92 | 50 | 33.98 | 33.98 | -17 | -5.6 | 10 | 1.1 | 1.1
1009 | 2 | 12 | 1 | -0.4 | 21.92 | 48.92 | 33.98 | 35.06 | -18 | -5.6 | 9.4 | 1.1 | 1.7
1010 | 2 | 12 | 2 | -2.2 | 20.84 | 50 | 32 | 33.98 | -19 | -6.2 | 10 | 0 | 1.1
1011 | 2 | 12 | 3 | -2.2 | 18.86 | 50 | 33.98 | 35.06 | -19 | -7.3 | 10 | 1.1 | 1.7
1012 | 2 | 12 | 4 | -2.2 | 18.86 | 50 | 33.98 | 30.92 | -19 | -7.3 | 10 | 1.1 | -0.6
1013 | 2 | 12 | 5 | -4 | 17.96 | 48.92 | 33.98 | 33.98 | -20 | -7.8 | 9.4 | 1.1 | 1.1
1014 | 2 | 12 | 6 | -2.2 | 17.96 | 48.02 | 33.98 | 32 | -19 | -7.8 | 8.9 | 1.1 | 0
1015 | 2 | 12 | 7 | -4 | 17.96 | 46.94 | 33.08 | 30.02 | -20 | -7.8 | 8.3 | 0.6 | -1.1
1016 | 2 | 12 | 8 | 1.4 | 20.84 | 50 | 37.04 | 33.98 | -17 | -6.2 | 10 | 2.8 | 1.1
1017 | 2 | 12 | 9 | 6.8 | 26.96 | 55.94 | 39.02 | 37.94 | -14 | -2.8 | 13.3 | 3.9 | 3.3
1018 | 2 | 12 | 10 | 12.2 | 35.96 | 57.02 | 44.96 | 44.06 | -11 | 2.2 | 13.9 | 7.2 | 6.7
1019 | 2 | 12 | 11 | 15.8 | 39.92 | 68 | 51.08 | 50 | -9 | 4.4 | 20 | 10.6 | 10
1020 | 2 | 12 | 12 | 17.6 | 45.86 | 69.08 | 53.06 | 53.96 | -8 | 7.7 | 20.6 | 11.7 | 12.2
1021 | 2 | 12 | 13 | 19.4 | 51.98 | 69.98 | 53.06 | 60.08 | -7 | 11.1 | 21.1 | 11.7 | 15.6
1022 | 2 | 12 | 14 | 21.2 | 53.96 | 71.06 | 51.98 | 62.96 | -6 | 12.2 | 21.7 | 11.1 | 17.2
1023 | 2 | 12 | 15 | 23 | 55.94 | 69.08 | 51.98 | 64.94 | -5 | 13.3 | 20.6 | 11.1 | 18.3
1024 | 2 | 12 | 16 | 21.2 | 56.84 | 71.06 | 51.98 | 64.94 | -6 | 13.8 | 21.7 | 11.1 | 18.3
1025 | 2 | 12 | 17 | 19.4 | 52.88 | 69.08 | 51.08 | 62.96 | -7 | 11.6 | 20.6 | 10.6 | 17.2
1026 | 2 | 12 | 18 | 15.8 | 50 | 62.06 | 48.02 | 55.94 | -9 | 10 | 16.7 | 8.9 | 13.3
1027 | 2 | 12 | 19 | 12.2 | 33.98 | 62.96 | 46.04 | 51.08 | -11 | 1.1 | 17.2 | 7.8 | 10.6
1028 | 2 | 12 | 20 | 10.4 | 28.94 | 60.08 | 44.96 | 50 | -12 | -1.7 | 15.6 | 7.2 | 10
1029 | 2 | 12 | 21 | 10.4 | 25.88 | 57.92 | 44.06 | 46.94 | -12 | -3.4 | 14.4 | 6.7 | 8.3
1030 | 2 | 12 | 22 | 10.4 | 26.96 | 57.92 | 44.96 | 44.06 | -12 | -2.8 | 14.4 | 7.2 | 6.7
1031 | 2 | 12 | 23 | 10.4 | 27.86 | 55.94 | 46.04 | 42.08 | -12 | -2.3 | 13.3 | 7.8 | 5.6
1032 | 2 | 12 | 24 | 12.2 | 24.98 | 55.04 | 48.02 | 37.04 | -11 | -3.9 | 12.8 | 8.9 | 2.8
1033 | 2 | 13 | 1 | 12.2 | 25.88 | 53.96 | 46.94 | 37.04 | -11 | -3.4 | 12.2 | 8.3 | 2.8
1034 | 2 | 13 | 2 | 12.2 | 24.98 | 51.98 | 46.94 | 35.06 | -11 | -3.9 | 11.1 | 8.3 | 1.7
1035 | 2 | 13 | 3 | 10.4 | 20.84 | 51.98 | 44.06 | 35.06 | -12 | -6.2 | 11.1 | 6.7 | 1.7
1036 | 2 | 13 | 4 | 10.4 | 19.94 | 51.98 | 42.98 | 33.98 | -12 | -6.7 | 11.1 | 6.1 | 1.1
1037 | 2 | 13 | 5 | 12.2 | 18.86 | 51.98 | 42.98 | 33.98 | -11 | -7.3 | 11.1 | 6.1 | 1.1
1038 | 2 | 13 | 6 | 12.2 | 18.86 | 51.08 | 44.06 | 35.06 | -11 | -7.3 | 10.6 | 6.7 | 1.7
1039 | 2 | 13 | 7 | 14 | 19.94 | 51.08 | 42.98 | 28.04 | -10 | -6.7 | 10.6 | 6.1 | -2.2
1040 | 2 | 13 | 8 | 21.2 | 23.9 | 53.06 | 42.98 | 35.06 | -6 | -4.5 | 11.7 | 6.1 | 1.7
1041 | 2 | 13 | 9 | 23 | 32 | 55.94 | 46.94 | 42.98 | -5 | 0 | 13.3 | 8.3 | 6.1
1042 | 2 | 13 | 10 | 28.4 | 38.84 | 59 | 44.96 | 48.02 | -2 | 3.8 | 15 | 7.2 | 8.9
1043 | 2 | 13 | 11 | 32 | 42.98 | 60.08 | 46.04 | 55.94 | 0 | 6.1 | 15.6 | 7.8 | 13.3
1044 | 2 | 13 | 12 | 35.6 | 50.9 | 62.96 | 48.92 | 62.06 | 2 | 10.5 | 17.2 | 9.4 | 16.7
1045 | 2 | 13 | 13 | 37.4 | 56.84 | 62.96 | 48.92 | 66.02 | 3 | 13.8 | 17.2 | 9.4 | 18.9
1046 | 2 | 13 | 14 | 41 | 59.9 | 62.06 | 44.96 | 68 | 5 | 15.5 | 16.7 | 7.2 | 20
1047 | 2 | 13 | 15 | 41 | 60.98 | 62.06 | 48.92 | 69.98 | 5 | 16.1 | 16.7 | 9.4 | 21.1
1048 | 2 | 13 | 16 | 41 | 59 | 60.08 | 39.02 | 71.06 | 5 | 15 | 15.6 | 3.9 | 21.7
1049 | 2 | 13 | 17 | 39.2 | 56.84 | 57.02 | 37.04 | 69.08 | 4 | 13.8 | 13.9 | 2.8 | 20.6
1050 | 2 | 13 | 18 | 33.8 | 45.86 | 53.96 | 35.96 | 60.08 | 1 | 7.7 | 12.2 | 2.2 | 15.6
1051 | 2 | 13 | 19 | 32 | 36.86 | 51.98 | 35.96 | 55.94 | 0 | 2.7 | 11.1 | 2.2 | 13.3
1052 | 2 | 13 | 20 | 33.8 | 35.96 | 50 | 35.96 | 53.06 | 1 | 2.2 | 10 | 2.2 | 11.7
1053 | 2 | 13 | 21 | 30.2 | 32 | 46.94 | 37.04 | 51.08 | -1 | 0 | 8.3 | 2.8 | 10.6
1054 | 2 | 13 | 22 | 24.8 | 28.94 | 44.96 | 35.96 | 44.96 | -4 | -1.7 | 7.2 | 2.2 | 7.2
1055 | 2 | 13 | 23 | 24.8 | 27.86 | 42.98 | 35.96 | 44.96 | -4 | -2.3 | 6.1 | 2.2 | 7.2
1056 | 2 | 13 | 24 | 24.8 | 28.94 | 39.92 | 37.04 | 44.06 | -4 | -1.7 | 4.4 | 2.8 | 6.7
1057 | 2 | 14 | 1 | 24.8 | 27.86 | 35.96 | 37.94 | 37.94 | -4 | -2.3 | 2.2 | 3.3 | 3.3
1058 | 2 | 14 | 2 | 24.8 | 28.94 | 35.06 | 35.96 | 35.06 | -4 | -1.7 | 1.7 | 2.2 | 1.7
1059 | 2 | 14 | 3 | 23 | 28.94 | 35.06 | 35.96 | 30.02 | -5 | -1.7 | 1.7 | 2.2 | -1.1
1060 | 2 | 14 | 4 | 23 | 26.96 | 33.98 | 33.98 | 35.06 | -5 | -2.8 | 1.1 | 1.1 | 1.7
1061 | 2 | 14 | 5 | 23 | 25.88 | 33.98 | 33.08 | 32 | -5 | -3.4 | 1.1 | 0.6 | 0
1062 | 2 | 14 | 6 | 23 | 26.96 | 33.08 | 33.08 | 30.02 | -5 | -2.8 | 0.6 | 0.6 | -1.1
1063 | 2 | 14 | 7 | 21.2 | 30.92 | 33.08 | 28.94 | 32 | -6 | -0.6 | 0.6 | -1.7 | 0
1064 | 2 | 14 | 8 | 24.8 | 32 | 35.06 | 30.02 | 37.94 | -4 | 0 | 1.7 | -1.1 | 3.3
1065 | 2 | 14 | 9 | 32 | 48.92 | 35.96 | 35.96 | 44.06 | 0 | 9.4 | 2.2 | 2.2 | 6.7
1066 | 2 | 14 | 10 | 37.4 | 52.88 | 37.94 | 39.92 | 50 | 3 | 11.6 | 3.3 | 4.4 | 10
1067 | 2 | 14 | 11 | 41 | 52.88 | 37.94 | 42.08 | 59 | 5 | 11.6 | 3.3 | 5.6 | 15
1068 | 2 | 14 | 12 | 42.8 | 50.9 | 39.02 | 44.96 | 62.96 | 6 | 10.5 | 3.9 | 7.2 | 17.2
1069 | 2 | 14 | 13 | 42.8 | 50.9 | 39.92 | 46.94 | 66.92 | 6 | 10.5 | 4.4 | 8.3 | 19.4
1070 | 2 | 14 | 14 | 42.8 | 48.92 | 39.92 | 46.94 | 69.08 | 6 | 9.4 | 4.4 | 8.3 | 20.6
1071 | 2 | 14 | 15 | 42.8 | 46.94 | 39.02 | 46.94 | 71.06 | 6 | 8.3 | 3.9 | 8.3 | 21.7
1072 | 2 | 14 | 16 | 42.8 | 47.84 | 37.94 | 46.04 | 71.96 | 6 | 8.8 | 3.3 | 7.8 | 22.2
1073 | 2 | 14 | 17 | 39.2 | 44.96 | 37.04 | 46.04 | 69.98 | 4 | 7.2 | 2.8 | 7.8 | 21.1
1074 | 2 | 14 | 18 | 33.8 | 41 | 35.96 | 44.06 | 62.06 | 1 | 5 | 2.2 | 6.7 | 16.7
1075 | 2 | 14 | 19 | 32 | 39.92 | 35.96 | 42.08 | 55.94 | 0 | 4.4 | 2.2 | 5.6 | 13.3
1076 | 2 | 14 | 20 | 30.2 | 38.84 | 35.06 | 42.08 | 51.98 | -1 | 3.8 | 1.7 | 5.6 | 11.1
1077 | 2 | 14 | 21 | 30.2 | 37.94 | 33.98 | 41 | 50 | -1 | 3.3 | 1.1 | 5 | 10
1078 | 2 | 14 | 22 | 30.2 | 35.96 | 33.08 | 39.02 | 51.08 | -1 | 2.2 | 0.6 | 3.9 | 10.6
1079 | 2 | 14 | 23 | 28.4 | 35.96 | 33.08 | 44.96 | 51.08 | -2 | 2.2 | 0.6 | 7.2 | 10.6
1080 | 2 | 14 | 24 | 28.4 | 32.9 | 32 | 42.98 | 50 | -2 | 0.5 | 0 | 6.1 | 10
1081 | 2 | 15 | 1 | 28.4 | 29.84 | 30.92 | 41 | 48.92 | -2 | -1.2 | -0.6 | 5 | 9.4
1082 | 2 | 15 | 2 | 26.6 | 27.86 | 30.92 | 42.08 | 48.92 | -3 | -2.3 | -0.6 | 5.6 | 9.4
1083 | 2 | 15 | 3 | 24.8 | 24.98 | 30.02 | 42.98 | 46.94 | -4 | -3.9 | -1.1 | 6.1 | 8.3
1084 | 2 | 15 | 4 | 24.8 | 23.9 | 30.02 | 42.08 | 44.96 | -4 | -4.5 | -1.1 | 5.6 | 7.2
1085 | 2 | 15 | 5 | 26.6 | 23.9 | 30.02 | 41 | 46.04 | -3 | -4.5 | -1.1 | 5 | 7.8
1086 | 2 | 15 | 6 | 28.4 | 23 | 28.94 | 42.08 | 44.96 | -2 | -5 | -1.7 | 5.6 | 7.2
1087 | 2 | 15 | 7 | 24.8 | 21.92 | 30.02 | 42.08 | 42.08 | -4 | -5.6 | -1.1 | 5.6 | 5.6
1088 | 2 | 15 | 8 | 26.6 | 29.84 | 32 | 39.92 | 44.06 | -3 | -1.2 | 0 | 4.4 | 6.7
1089 | 2 | 15 | 9 | 33.8 | 32 | 33.98 | 42.08 | 46.04 | 1 | 0 | 1.1 | 5.6 | 7.8
1090 | 2 | 15 | 10 | 41 | 37.94 | 35.96 | 44.06 | 51.98 | 5 | 3.3 | 2.2 | 6.7 | 11.1
1091 | 2 | 15 | 11 | 42.8 | 41 | 37.94 | 46.04 | 55.04 | 6 | 5 | 3.3 | 7.8 | 12.8
1092 | 2 | 15 | 12 | 42.8 | 41 | 39.92 | 48.02 | 57.02 | 6 | 5 | 4.4 | 8.9 | 13.9
1093 | 2 | 15 | 13 | 42.8 | 44.96 | 39.92 | 42.98 | 60.08 | 6 | 7.2 | 4.4 | 6.1 | 15.6
1094 | 2 | 15 | 14 | 42.8 | 35.96 | 42.08 | 44.96 | 60.98 | 6 | 2.2 | 5.6 | 7.2 | 16.1
1095 | 2 | 15 | 15 | 41 | 33.98 | 44.06 | 42.08 | 62.96 | 5 | 1.1 | 6.7 | 5.6 | 17.2
1096 | 2 | 15 | 16 | 39.2 | 30.92 | 44.06 | 44.96 | 62.96 | 4 | -0.6 | 6.7 | 7.2 | 17.2
1097 | 2 | 15 | 17 | 35.6 | 28.94 | 42.08 | 42.08 | 62.06 | 2 | -1.7 | 5.6 | 5.6 | 16.7
1098 | 2 | 15 | 18 | 32 | 27.86 | 37.94 | 39.02 | 55.04 | 0 | -2.3 | 3.3 | 3.9 | 12.8
1099 | 2 | 15 | 19 | 30.2 | 27.86 | 35.96 | 39.02 | 48.92 | -1 | -2.3 | 2.2 | 3.9 | 9.4
1100 | 2 | 15 | 20 | 32 | 26.96 | 35.06 | 35.06 | 50 | 0 | -2.8 | 1.7 | 1.7 | 10
1101 | 2 | 15 | 21 | 30.2 | 25.88 | 32 | 37.04 | 46.04 | -1 | -3.4 | 0 | 2.8 | 7.8
1102 | 2 | 15 | 22 | 32 | 23.9 | 30.02 | 37.04 | 44.06 | 0 | -4.5 | -1.1 | 2.8 | 6.7
1103 | 2 | 15 | 23 | 30.2 | 23.9 | 30.02 | 33.98 | 42.98 | -1 | -4.5 | -1.1 | 1.1 | 6.1
1104 | 2 | 15 | 24 | 28.4 | 21.92 | 30.02 | 33.08 | 42.08 | -2 | -5.6 | -1.1 | 0.6 | 5.6
1105 | 2 | 16 | 1 | 30.2 | 20.84 | 28.94 | 30.92 | 39.92 | -1 | -6.2 | -1.7 | -0.6 | 4.4
1106 | 2 | 16 | 2 | 30.2 | 17.96 | 28.04 | 28.94 | 37.04 | -1 | -7.8 | -2.2 | -1.7 | 2.8
1107 | 2 | 16 | 3 | 24.8 | 18.86 | 26.06 | 28.94 | 35.96 | -4 | -7.3 | -3.3 | -1.7 | 2.2
1108 | 2 | 16 | 4 | 26.6 | 15.98 | 26.96 | 28.94 | 33.98 | -3 | -8.9 | -2.8 | -1.7 | 1.1
1109 | 2 | 16 | 5 | 24.8 | 15.98 | 26.06 | 24.98 | 39.02 | -4 | -8.9 | -3.3 | -3.9 | 3.9
1110 | 2 | 16 | 6 | 26.6 | 14.9 | 26.96 | 26.96 | 35.06 | -3 | -9.5 | -2.8 | -2.8 | 1.7
1111 | 2 | 16 | 7 | 28.4 | 15.98 | 28.04 | 24.98 | 35.06 | -2 | -8.9 | -2.2 | -3.9 | 1.7
1112 | 2 | 16 | 8 | 33.8 | 19.94 | 30.02 | 28.04 | 35.96 | 1 | -6.7 | -1.1 | -2.2 | 2.2
1113 | 2 | 16 | 9 | 37.4 | 23.9 | 33.98 | 33.08 | 33.08 | 3 | -4.5 | 1.1 | 0.6 | 0.6
1114 | 2 | 16 | 10 | 39.2 | 29.84 | 39.92 | 39.02 | 33.08 | 4 | -1.2 | 4.4 | 3.9 | 0.6
1115 | 2 | 16 | 11 | 41 | 34.88 | 44.96 | 42.08 | 35.06 | 5 | 1.6 | 7.2 | 5.6 | 1.7
1116 | 2 | 16 | 12 | 42.8 | 41 | 50 | 44.06 | 35.06 | 6 | 5 | 10 | 6.7 | 1.7
1117 | 2 | 16 | 13 | 42.8 | 47.84 | 51.08 | 44.96 | 35.96 | 6 | 8.8 | 10.6 | 7.2 | 2.2
1118 | 2 | 16 | 14 | 41 | 50.9 | 51.08 | 46.04 | 35.96 | 5 | 10.5 | 10.6 | 7.8 | 2.2
1119 | 2 | 16 | 15 | 41 | 55.94 | 51.98 | 48.02 | 35.06 | 5 | 13.3 | 11.1 | 8.9 | 1.7
1120 | 2 | 16 | 16 | 41 | 57.92 | 51.08 | 46.04 | 35.06 | 5 | 14.4 | 10.6 | 7.8 | 1.7
1121 | 2 | 16 | 17 | 37.4 | 56.84 | 50 | 44.06 | 35.06 | 3 | 13.8 | 10 | 6.7 | 1.7
1122 | 2 | 16 | 18 | 32 | 43.88 | 46.94 | 41 | 35.06 | 0 | 6.6 | 8.3 | 5 | 1.7
1123 | 2 | 16 | 19 | 30.2 | 41.9 | 46.04 | 37.04 | 35.06 | -1 | 5.5 | 7.8 | 2.8 | 1.7
1124 | 2 | 16 | 20 | 32 | 42.98 | 46.94 | 35.96 | 35.06 | 0 | 6.1 | 8.3 | 2.2 | 1.7
1125 | 2 | 16 | 21 | 30.2 | 41.9 | 44.96 | 35.06 | 35.06 | -1 | 5.5 | 7.2 | 1.7 | 1.7
1126 | 2 | 16 | 22 | 26.6 | 38.84 | 44.96 | 35.06 | 33.98 | -3 | 3.8 | 7.2 | 1.7 | 1.1
1127 | 2 | 16 | 23 | 28.4 | 35.96 | 44.06 | 33.08 | 35.06 | -2 | 2.2 | 6.7 | 0.6 | 1.7
1128 | 2 | 16 | 24 | 28.4 | 33.98 | 46.04 | 33.08 | 35.06 | -2 | 1.1 | 7.8 | 0.6 | 1.7
1129 | 2 | 17 | 1 | 28.4 | 29.84 | 46.04 | 32 | 35.06 | -2 | -1.2 | 7.8 | 0 | 1.7
1130 | 2 | 17 | 2 | 28.4 | 28.94 | 44.96 | 30.02 | 35.96 | -2 | -1.7 | 7.2 | -1.1 | 2.2
1131 | 2 | 17 | 3 | 28.4 | 26.96 | 44.06 | 30.02 | 35.96 | -2 | -2.8 | 6.7 | -1.1 | 2.2
1132 | 2 | 17 | 4 | 29.12 | 25.88 | 44.06 | 28.94 | 35.96 | -1.6 | -3.4 | 6.7 | -1.7 | 2.2
1133 | 2 | 17 | 5 | 30.2 | 23.9 | 42.98 | 24.98 | 35.96 | -1 | -4.5 | 6.1 | -3.9 | 2.2
1134 | 2 | 17 | 6 | 32 | 21.92 | 42.98 | 26.06 | 37.04 | 0 | -5.6 | 6.1 | -3.3 | 2.8
1135 | 2 | 17 | 7 | 32 | 20.84 | 42.08 | 24.08 | 35.96 | 0 | -6.2 | 5.6 | -4.4 | 2.2
1136 | 2 | 17 | 8 | 37.4 | 32 | 44.96 | 26.96 | 35.96 | 3 | 0 | 7.2 | -2.8 | 2.2
1137 | 2 | 17 | 9 | 42.8 | 41 | 48.02 | 33.08 | 35.96 | 6 | 5 | 8.9 | 0.6 | 2.2
1138 | 2 | 17 | 10 | 48.2 | 43.88 | 48.02 | 39.92 | 39.02 | 9 | 6.6 | 8.9 | 4.4 | 3.9
1139 | 2 | 17 | 11 | 53.6 | 48.92 | 48.92 | 42.98 | 44.96 | 12 | 9.4 | 9.4 | 6.1 | 7.2
1140 | 2 | 17 | 12 | 55.4 | 54.86 | 50 | 46.94 | 46.94 | 13 | 12.7 | 10 | 8.3 | 8.3
1141 | 2 | 17 | 13 | 57.2 | 59 | 48.92 | 48.02 | 48.92 | 14 | 15 | 9.4 | 8.9 | 9.4
1142 | 2 | 17 | 14 | 59 | 59.9 | 50 | 48.92 | 53.06 | 15 | 15.5 | 10 | 9.4 | 11.7
1143 | 2 | 17 | 15 | 59 | 59 | 48.02 | 48.92 | 53.96 | 15 | 15 | 8.9 | 9.4 | 12.2
1144 | 2 | 17 | 16 | 57.2 | 57.92 | 46.94 | 50 | 55.04 | 14 | 14.4 | 8.3 | 10 | 12.8
1145 | 2 | 17 | 17 | 55.4 | 52.88 | 44.96 | 48.02 | 51.98 | 13 | 11.6 | 7.2 | 8.9 | 11.1
1146 | 2 | 17 | 18 | 46.4 | 48.92 | 46.04 | 44.96 | 46.94 | 8 | 9.4 | 7.8 | 7.2 | 8.3
1147 | 2 | 17 | 19 | 48.2 | 43.88 | 44.96 | 41 | 44.06 | 9 | 6.6 | 7.2 | 5 | 6.7
1148 | 2 | 17 | 20 | 44.6 | 38.84 | 44.06 | 35.96 | 42.08 | 7 | 3.8 | 6.7 | 2.2 | 5.6
1149 | 2 | 17 | 21 | 44.6 | 34.88 | 44.96 | 33.08 | 39.92 | 7 | 1.6 | 7.2 | 0.6 | 4.4
1150 | 2 | 17 | 22 | 44.6 | 34.88 | 46.04 | 35.96 | 37.94 | 7 | 1.6 | 7.8 | 2.2 | 3.3
1151 | 2 | 17 | 23 | 44.6 | 32 | 46.94 | 33.98 | 37.94 | 7 | 0 | 8.3 | 1.1 | 3.3
1152 | 2 | 17 | 24 | 44.6 | 30.92 | 48.02 | 33.08 | 35.06 | 7 | -0.6 | 8.9 | 0.6 | 1.7
1153 | 2 | 18 | 1 | 44.6 | 29.84 | 48.02 | 33.08 | 32 | 7 | -1.2 | 8.9 | 0.6 | 0
1154 | 2 | 18 | 2 | 44.6 | 30.92 | 46.04 | 33.98 | 32 | 7 | -0.6 | 7.8 | 1.1 | 0
1155 | 2 | 18 | 3 | 44.6 | 33.98 | 44.96 | 33.08 | 30.92 | 7 | 1.1 | 7.2 | 0.6 | -0.6
1156 | 2 | 18 | 4 | 44.6 | 43.88 | 44.96 | 35.96 | 30.02 | 7 | 6.6 | 7.2 | 2.2 | -1.1
1157 | 2 | 18 | 5 | 42.8 | 45.86 | 44.06 | 35.96 | 28.94 | 6 | 7.7 | 6.7 | 2.2 | -1.7
1158 | 2 | 18 | 6 | 44.6 | 45.86 | 42.98 | 35.96 | 28.04 | 7 | 7.7 | 6.1 | 2.2 | -2.2
1159 | 2 | 18 | 7 | 44.6 | 41 | 44.96 | 35.06 | 26.96 | 7 | 5 | 7.2 | 1.7 | -2.8
1160 | 2 | 18 | 8 | 44.6 | 41.9 | 44.06 | 33.98 | 30.92 | 7 | 5.5 | 6.7 | 1.1 | -0.6
1161 | 2 | 18 | 9 | 51.8 | 43.88 | 46.94 | 33.98 | 35.06 | 11 | 6.6 | 8.3 | 1.1 | 1.7
1162 | 2 | 18 | 10 | 59 | 50 | 51.08 | 37.04 | 39.92 | 15 | 10 | 10.6 | 2.8 | 4.4
1163 | 2 | 18 | 11 | 62.6 | 55.94 | 50 | 39.92 | 44.06 | 17 | 13.3 | 10 | 4.4 | 6.7
1164 | 2 | 18 | 12 | 64.4 | 55.94 | 48.02 | 42.98 | 48.02 | 18 | 13.3 | 8.9 | 6.1 | 8.9
1165 | 2 | 18 | 13 | 68 | 54.86 | 44.06 | 42.98 | 51.98 | 20 | 12.7 | 6.7 | 6.1 | 11.1
1166 | 2 | 18 | 14 | 68 | 59 | 44.06 | 42.98 | 53.96 | 20 | 15 | 6.7 | 6.1 | 12.2
1167 | 2 | 18 | 15 | 66.2 | 59 | 44.96 | 42.08 | 55.04 | 19 | 15 | 7.2 | 5.6 | 12.8
1168 | 2 | 18 | 16 | 64.4 | 56.84 | 44.96 | 44.06 | 55.94 | 18 | 13.8 | 7.2 | 6.7 | 13.3
1169 | 2 | 18 | 17 | 62.6 | 54.86 | 44.06 | 41 | 53.96 | 17 | 12.7 | 6.7 | 5 | 12.2
1170 | 2 | 18 | 18 | 57.2 | 50 | 42.98 | 37.04 | 50 | 14 | 10 | 6.1 | 2.8 | 10
1171 | 2 | 18 | 19 | 50 | 43.88 | 42.98 | 33.98 | 48.02 | 10 | 6.6 | 6.1 | 1.1 | 8.9
1172 | 2 | 18 | 20 | 51.8 | 44.96 | 39.92 | 32 | 39.92 | 11 | 7.2 | 4.4 | 0 | 4.4
1173 | 2 | 18 | 21 | 50 | 41.9 | 39.92 | 33.08 | 39.02 | 10 | 5.5 | 4.4 | 0.6 | 3.9
1174 | 2 | 18 | 22 | 50 | 38.84 | 37.94 | 30.92 | 39.92 | 10 | 3.8 | 3.3 | -0.6 | 4.4
1175 | 2 | 18 | 23 | 51.8 | 34.88 | 37.04 | 30.02 | 37.94 | 11 | 1.6 | 2.8 | -1.1 | 3.3
1176 | 2 | 18 | 24 | 48.2 | 33.98 | 37.04 | 26.96 | 33.08 | 9 | 1.1 | 2.8 | -2.8 | 0.6
1177 | 2 | 19 | 1 | 50 | 30.92 | 37.94 | 24.98 | 35.06 | 10 | -0.6 | 3.3 | -3.9 | 1.7
1178 | 2 | 19 | 2 | 50 | 29.84 | 37.94 | 23 | 33.08 | 10 | -1.2 | 3.3 | -5 | 0.6
1179 | 2 | 19 | 3 | 44.6 | 27.86 | 33.98 | 23 | 33.08 | 7 | -2.3 | 1.1 | -5 | 0.6
1180 | 2 | 19 | 4 | 46.4 | 25.88 | 33.08 | 21.92 | 33.98 | 8 | -3.4 | 0.6 | -5.6 | 1.1
1181 | 2 | 19 | 5 | 44.6 | 26.96 | 33.98 | 21.02 | 33.08 | 7 | -2.8 | 1.1 | -6.1 | 0.6
1182 | 2 | 19 | 6 | 42.8 | 25.88 | 35.06 | 19.04 | 32 | 6 | -3.4 | 1.7 | -7.2 | 0
1183 | 2 | 19 | 7 | 42.8 | 25.88 | 35.96 | 19.94 | 30.02 | 6 | -3.4 | 2.2 | -6.7 | -1.1
1184 | 2 | 19 | 8 | 39.2 | 32.9 | 35.06 | 21.92 | 35.06 | 4 | 0.5 | 1.7 | -5.6 | 1.7
1185 | 2 | 19 | 9 | 41 | 37.94 | 37.04 | 30.02 | 42.08 | 5 | 3.3 | 2.8 | -1.1 | 5.6
1186 | 2 | 19 | 10 | 42.8 | 54.86 | 42.08 | 35.06 | 48.92 | 6 | 12.7 | 5.6 | 1.7 | 9.4
1187 | 2 | 19 | 11 | 39.2 | 59 | 44.06 | 39.02 | 51.08 | 4 | 15 | 6.7 | 3.9 | 10.6
1188 | 2 | 19 | 12 | 37.4 | 59.9 | 44.96 | 42.08 | 55.04 | 3 | 15.5 | 7.2 | 5.6 | 12.8
1189 | 2 | 19 | 13 | 41 | 61.88 | 46.94 | 42.98 | 59 | 5 | 16.6 | 8.3 | 6.1 | 15
1190 | 2 | 19 | 14 | 41 | 60.98 | 48.92 | 42.98 | 60.98 | 5 | 16.1 | 9.4 | 6.1 | 16.1
1191 | 2 | 19 | 15 | 41 | 60.98 | 51.08 | 42.98 | 62.96 | 5 | 16.1 | 10.6 | 6.1 | 17.2
1192 | 2 | 19 | 16 | 42.8 | 59.9 | 51.98 | 42.08 | 60.98 | 6 | 15.5 | 11.1 | 5.6 | 16.1
1193 | 2 | 19 | 17 | 39.2 | 56.84 | 51.08 | 39.92 | 57.92 | 4 | 13.8 | 10.6 | 4.4 | 14.4
1194 | 2 | 19 | 18 | 35.6 | 50.9 | 48.02 | 35.96 | 55.94 | 2 | 10.5 | 8.9 | 2.2 | 13.3
1195 | 2 | 19 | 19 | 33.8 | 46.94 | 46.94 | 35.96 | 55.04 | 1 | 8.3 | 8.3 | 2.2 | 12.8
1196 | 2 | 19 | 20 | 32 | 43.88 | 42.08 | 35.06 | 53.96 | 0 | 6.6 | 5.6 | 1.7 | 12.2
1197 | 2 | 19 | 21 | 30.2 | 45.86 | 42.08 | 35.96 | 51.08 | -1 | 7.7 | 5.6 | 2.2 | 10.6
1198 | 2 | 19 | 22 | 30.2 | 44.96 | 39.92 | 35.06 | 46.94 | -1 | 7.2 | 4.4 | 1.7 | 8.3
1199 | 2 | 19 | 23 | 30.2 | 41.9 | 39.92 | 30.92 | 48.02 | -1 | 5.5 | 4.4 | -0.6 | 8.9
1200 | 2 | 19 | 24 | 30.2 | 36.86 | 37.94 | 32 | 46.94 | -1 | 2.7 | 3.3 | 0 | 8.3
1201 | 2 | 20 | 1 | 28.4 | 36.86 | 39.92 | 30.92 | 46.04 | -2 | 2.7 | 4.4 | -0.6 | 7.8
1202 | 2 | 20 | 2 | 26.6 | 34.88 | 39.92 | 28.94 | 42.98 | -3 | 1.6 | 4.4 | -1.7 | 6.1
1203 | 2 | 20 | 3 | 24.8 | 30.92 | 37.94 | 26.96 | 42.08 | -4 | -0.6 | 3.3 | -2.8 | 5.6
1204 | 2 | 20 | 4 | 26.6 | 32 | 37.94 | 24.08 | 41 | -3 | 0 | 3.3 | -4.4 | 5
1205 | 2 | 20 | 5 | 28.4 | 32.9 | 33.08 | 24.98 | 41 | -2 | 0.5 | 0.6 | -3.9 | 5
1206 | 2 | 20 | 6 | 32 | 30.92 | 35.96 | 24.08 | 39.92 | 0 | -0.6 | 2.2 | -4.4 | 4.4
1207 | 2 | 20 | 7 | 28.4 | 32 | 35.06 | 21.02 | 39.92 | -2 | 0 | 1.7 | -6.1 | 4.4
1208 | 2 | 20 | 8 | 28.4 | 32 | 39.02 | 28.04 | 41 | -2 | 0 | 3.9 | -2.2 | 5
1209 | 2 | 20 | 9 | 33.8 | 34.88 | 44.96 | 33.98 | 42.08 | 1 | 1.6 | 7.2 | 1.1 | 5.6
1210 | 2 | 20 | 10 | 37.4 | 38.84 | 48.02 | 37.04 | 44.96 | 3 | 3.8 | 8.9 | 2.8 | 7.2
1211 | 2 | 20 | 11 | 39.2 | 42.98 | 51.08 | 39.92 | 48.92 | 4 | 6.1 | 10.6 | 4.4 | 9.4
1212 | 2 | 20 | 12 | 42.8 | 44.96 | 53.06 | 41 | 51.98 | 6 | 7.2 | 11.7 | 5 | 11.1
1213 | 2 | 20 | 13 | 42.8 | 51.98 | 55.94 | 42.98 | 53.06 | 6 | 11.1 | 13.3 | 6.1 | 11.7
1214 | 2 | 20 | 14 | 42.8 | 54.86 | 57.92 | 44.96 | 53.06 | 6 | 12.7 | 14.4 | 7.2 | 11.7
1215 | 2 | 20 | 15 | 42.8 | 54.86 | 57.92 | 46.04 | 55.04 | 6 | 12.7 | 14.4 | 7.8 | 12.8
1216 | 2 | 20 | 16 | 44.6 | 54.86 | 57.92 | 46.94 | 53.96 | 7 | 12.7 | 14.4 | 8.3 | 12.2
1217 | 2 | 20 | 17 | 41 | 50.9 | 55.94 | 44.06 | 51.08 | 5 | 10.5 | 13.3 | 6.7 | 10.6
1218 | 2 | 20 | 18 | 35.6 | 46.94 | 51.98 | 39.02 | 46.94 | 2 | 8.3 | 11.1 | 3.9 | 8.3
1219 | 2 | 20 | 19 | 33.8 | 45.86 | 50 | 35.96 | 44.96 | 1 | 7.7 | 10 | 2.2 | 7.2
1220 | 2 | 20 | 20 | 35.6 | 46.94 | 48.92 | 33.98 | 42.98 | 2 | 8.3 | 9.4 | 1.1 | 6.1
1221 | 2 | 20 | 21 | 30.2 | 47.84 | 48.92 | 30.02 | 42.08 | -1 | 8.8 | 9.4 | -1.1 | 5.6
1222 | 2 | 20 | 22 | 30.2 | 45.86 | 48.92 | 30.92 | 41 | -1 | 7.7 | 9.4 | -0.6 | 5
1223 | 2 | 20 | 23 | 30.2 | 41.9 | 46.94 | 28.04 | 35.96 | -1 | 5.5 | 8.3 | -2.2 | 2.2
1224 | 2 | 20 | 24 | 30.2 | 41.9 | 46.04 | 28.04 | 37.04 | -1 | 5.5 | 7.8 | -2.2 | 2.8
1225 | 2 | 21 | 1 | 30.2 | 39.92 | 42.98 | 24.08 | 37.94 | -1 | 4.4 | 6.1 | -4.4 | 3.3
1226 | 2 | 21 | 2 | 30.2 | 38.84 | 42.98 | 24.08 | 37.04 | -1 | 3.8 | 6.1 | -4.4 | 2.8
1227 | 2 | 21 | 3 | 30.2 | 39.92 | 42.08 | 23 | 37.04 | -1 | 4.4 | 5.6 | -5 | 2.8
1228 | 2 | 21 | 4 | 30.2 | 39.92 | 41 | 21.92 | 37.04 | -1 | 4.4 | 5 | -5.6 | 2.8
1229 | 2 | 21 | 5 | 30.2 | 36.86 | 44.06 | 21.02 | 35.96 | -1 | 2.7 | 6.7 | -6.1 | 2.2
1230 | 2 | 21 | 6 | 30.2 | 35.96 | 41 | 19.94 | 37.94 | -1 | 2.2 | 5 | -6.7 | 3.3
1231 | 2 | 21 | 7 | 28.4 | 34.88 | 44.96 | 17.96 | 39.02 | -2 | 1.6 | 7.2 | -7.8 | 3.9
1232 | 2 | 21 | 8 | 30.2 | 36.86 | 46.94 | 21.92 | 39.92 | -1 | 2.7 | 8.3 | -5.6 | 4.4
1233 | 2 | 21 | 9 | 33.8 | 41.9 | 48.02 | 28.94 | 39.92 | 1 | 5.5 | 8.9 | -1.7 | 4.4
1234 | 2 | 21 | 10 | 35.6 | 45.86 | 51.98 | 37.04 | 42.98 | 2 | 7.7 | 11.1 | 2.8 | 6.1
1235 | 2 | 21 | 11 | 39.2 | 50 | 57.92 | 42.08 | 44.06 | 4 | 10 | 14.4 | 5.6 | 6.7
1236 | 2 | 21 | 12 | 41 | 52.88 | 60.08 | 46.04 | 48.02 | 5 | 11.6 | 15.6 | 7.8 | 8.9
1237 | 2 | 21 | 13 | 44.6 | 55.94 | 64.94 | 44.96 | 53.96 | 7 | 13.3 | 18.3 | 7.2 | 12.2
1238 | 2 | 21 | 14 | 46.4 | 57.92 | 66.92 | 46.04 | 53.96 | 8 | 14.4 | 19.4 | 7.8 | 12.2
1239 | 2 | 21 | 15 | 48.2 | 60.98 | 66.02 | 44.06 | 53.96 | 9 | 16.1 | 18.9 | 6.7 | 12.2
1240 | 2 | 21 | 16 | 48.2 | 59 | 64.04 | 44.96 | 57.02 | 9 | 15 | 17.8 | 7.2 | 13.9
1241 | 2 | 21 | 17 | 46.4 | 57.92 | 60.98 | 44.06 | 55.94 | 8 | 14.4 | 16.1 | 6.7 | 13.3
1242 | 2 | 21 | 18 | 42.8 | 50.9 | 55.94 | 39.92 | 53.96 | 6 | 10.5 | 13.3 | 4.4 | 12.2
1243 | 2 | 21 | 19 | 41 | 45.86 | 55.94 | 37.04 | 44.96 | 5 | 7.7 | 13.3 | 2.8 | 7.2
1244 | 2 | 21 | 20 | 39.2 | 44.96 | 53.96 | 39.02 | 44.96 | 4 | 7.2 | 12.2 | 3.9 | 7.2
1245 | 2 | 21 | 21 | 37.4 | 44.96 | 53.06 | 37.04 | 37.94 | 3 | 7.2 | 11.7 | 2.8 | 3.3
1246 | 2 | 21 | 22 | 37.4 | 39.92 | 53.06 | 37.04 | 33.98 | 3 | 4.4 | 11.7 | 2.8 | 1.1
1247 | 2 | 21 | 23 | 33.8 | 37.94 | 48.92 | 30.92 | 33.98 | 1 | 3.3 | 9.4 | -0.6 | 1.1
1248 | 2 | 21 | 24 | 33.8 | 35.96 | 46.04 | 28.94 | 33.98 | 1 | 2.2 | 7.8 | -1.7 | 1.1
1249 | 2 | 22 | 1 | 32 | 32 | 46.04 | 26.96 | 33.98 | 0 | 0 | 7.8 | -2.8 | 1.1
1250 | 2 | 22 | 2 | 30.2 | 32.9 | 53.96 | 24.98 | 33.08 | -1 | 0.5 | 12.2 | -3.9 | 0.6
1251 | 2 | 22 | 3 | 30.2 | 32.9 | 46.04 | 21.92 | 33.08 | -1 | 0.5 | 7.8 | -5.6 | 0.6
1252 | 2 | 22 | 4 | 28.4 | 32.9 | 46.94 | 21.02 | 33.08 | -2 | 0.5 | 8.3 | -6.1 | 0.6
1253 | 2 | 22 | 5 | 28.4 | 32 | 44.06 | 19.94 | 33.08 | -2 | 0 | 6.7 | -6.7 | 0.6
1254 | 2 | 22 | 6 | 28.4 | 30.92 | 41 | 21.02 | 33.08 | -2 | -0.6 | 5 | -6.1 | 0.6
1255 | 2 | 22 | 7 | 28.4 | 32 | 42.98 | 19.94 | 33.08 | -2 | 0 | 6.1 | -6.7 | 0.6
1256 | 2 | 22 | 8 | 32 | 34.88 | 51.08 | 24.08 | 33.08 | 0 | 1.6 | 10.6 | -4.4 | 0.6
1257 | 2 | 22 | 9 | 37.4 | 42.98 | 55.94 | 30.92 | 33.98 | 3 | 6.1 | 13.3 | -0.6 | 1.1
1258 | 2 | 22 | 10 | 41 | 50.9 | 57.92 | 39.92 | 35.06 | 5 | 10.5 | 14.4 | 4.4 | 1.7
1259 | 2 | 22 | 11 | 42.8 | 56.84 | 60.98 | 41 | 35.96 | 6 | 13.8 | 16.1 | 5 | 2.2
1260 | 2 | 22 | 12 | 44.6 | 60.98 | 62.96 | 44.06 | 39.92 | 7 | 16.1 | 17.2 | 6.7 | 4.4
1261 | 2 | 22 | 13 | 46.4 | 66.92 | 66.02 | 46.94 | 46.04 | 8 | 19.4 | 18.9 | 8.3 | 7.8
1262 | 2 | 22 | 14 | 46.4 | 66.92 | 66.92 | 48.92 | 48.02 | 8 | 19.4 | 19.4 | 9.4 | 8.9
1263 | 2 | 22 | 15 | 46.4 | 65.84 | 68 | 50 | 48.02 | 8 | 18.8 | 20 | 10 | 8.9
1264 | 2 | 22 | 16 | 48.2 | 61.88 | 69.08 | 50 | 48.92 | 9 | 16.6 | 20.6 | 10 | 9.4
1265 | 2 | 22 | 17 | 46.4 | 48.92 | 66.02 | 50 | 46.94 | 8 | 9.4 | 18.9 | 10 | 8.3
1266 | 2 | 22 | 18 | 41 | 41.9 | 62.96 | 46.94 | 44.06 | 5 | 5.5 | 17.2 | 8.3 | 6.7
1267 | 2 | 22 | 19 | 39.2 | 41 | 57.92 | 44.06 | 41 | 4 | 5 | 14.4 | 6.7 | 5
1268 | 2 | 22 | 20 | 41 | 37.94 | 53.96 | 42.98 | 39.02 | 5 | 3.3 | 12.2 | 6.1 | 3.9
1269 | 2 | 22 | 21 | 39.2 | 35.96 | 51.08 | 41 | 35.96 | 4 | 2.2 | 10.6 | 5 | 2.2
1270 | 2 | 22 | 22 | 37.4 | 34.88 | 53.96 | 37.04 | 37.94 | 3 | 1.6 | 12.2 | 2.8 | 3.3
1271 | 2 | 22 | 23 | 35.6 | 34.88 | 48.92 | 33.98 | 37.94 | 2 | 1.6 | 9.4 | 1.1 | 3.3
1272 | 2 | 22 | 24 | 33.8 | 33.98 | 46.04 | 28.04 | 35.06 | 1 | 1.1 | 7.8 | -2.2 | 1.7
1273 | 2 | 23 | 1 | 35.6 | 30.92 | 46.04 | 28.94 | 33.98 | 2 | -0.6 | 7.8 | -1.7 | 1.1
1274 | 2 | 23 | 2 | 33.8 | 28.94 | 42.98 | 26.96 | 32 | 1 | -1.7 | 6.1 | -2.8 | 0
1275 | 2 | 23 | 3 | 32 | 24.98 | 44.96 | 26.96 | 30.02 | 0 | -3.9 | 7.2 | -2.8 | -1.1
1276 | 2 | 23 | 4 | 32 | 27.86 | 42.98 | 26.96 | 33.08 | 0 | -2.3 | 6.1 | -2.8 | 0.6
1277 | 2 | 23 | 5 | 30.2 | 26.96 | 42.98 | 24.98 | 30.92 | -1 | -2.8 | 6.1 | -3.9 | -0.6
1278 | 2 | 23 | 6 | 30.2 | 26.96 | 41 | 24.08 | 26.96 | -1 | -2.8 | 5 | -4.4 | -2.8
1279 | 2 | 23 | 7 | 30.2 | 24.98 | 42.98 | 23 | 26.06 | -1 | -3.9 | 6.1 | -5 | -3.3
1280 | 2 | 23 | 8 | 33.8 | 30.92 | 50 | 24.08 | 30.92 | 1 | -0.6 | 10 | -4.4 | -0.6
1281 | 2 | 23 | 9 | 33.8 | 37.94 | 55.94 | 26.06 | 33.98 | 1 | 3.3 | 13.3 | -3.3 | 1.1
1282 | 2 | 23 | 10 | 39.2 | 41 | 60.08 | 28.94 | 37.04 | 4 | 5 | 15.6 | -1.7 | 2.8
1283 | 2 | 23 | 11 | 42.8 | 43.88 | 64.04 | 32 | 39.92 | 6 | 6.6 | 17.8 | 0 | 4.4
1284 | 2 | 23 | 12 | 48.2 | 47.84 | 64.94 | 28.94 | 42.98 | 9 | 8.8 | 18.3 | -1.7 | 6.1
1285 | 2 | 23 | 13 | 48.2 | 50 | 66.92 | 26.96 | 44.96 | 9 | 10 | 19.4 | -2.8 | 7.2
1286 | 2 | 23 | 14 | 48.2 | 50.9 | 69.08 | 30.02 | 46.04 | 9 | 10.5 | 20.6 | -1.1 | 7.8
1287 | 2 | 23 | 15 | 48.2 | 52.88 | 69.98 | 30.02 | 48.02 | 9 | 11.6 | 21.1 | -1.1 | 8.9
1288 | 2 | 23 | 16 | 46.4 | 52.88 | 69.98 | 30.02 | 46.94 | 8 | 11.6 | 21.1 | -1.1 | 8.3
1289 | 2 | 23 | 17 | 41 | 50.9 | 69.08 | 28.04 | 46.04 | 5 | 10.5 | 20.6 | -2.2 | 7.8
1290 | 2 | 23 | 18 | 39.2 | 46.94 | 62.06 | 26.06 | 39.92 | 4 | 8.3 | 16.7 | -3.3 | 4.4
1291 | 2 | 23 | 19 | 37.4 | 39.92 | 57.92 | 26.06 | 33.98 | 3 | 4.4 | 14.4 | -3.3 | 1.1
1292 | 2 | 23 | 20 | 35.6 | 43.88 | 53.96 | 26.06 | 33.08 | 2 | 6.6 | 12.2 | -3.3 | 0.6
1293 | 2 | 23 | 21 | 35.6 | 41.9 | 53.96 | 26.06 | 33.08 | 2 | 5.5 | 12.2 | -3.3 | 0.6
1294 | 2 | 23 | 22 | 33.8 | 35.96 | 50 | 26.96 | 33.08 | 1 | 2.2 | 10 | -2.8 | 0.6
1295 | 2 | 23 | 23 | 33.8 | 35.96 | 48.92 | 26.96 | 33.98 | 1 | 2.2 | 9.4 | -2.8 | 1.1
1296 | 2 | 23 | 24 | 33.8 | 26.96 | 50 | 26.06 | 33.08 | 1 | -2.8 | 10 | -3.3 | 0.6
1297 | 2 | 24 | 1 | 33.8 | 26.96 | 48.92 | 26.06 | 32 | 1 | -2.8 | 9.4 | -3.3 | 0
1298 | 2 | 24 | 2 | 32 | 23 | 46.94 | 26.06 | 30.92 | 0 | -5 | 8.3 | -3.3 | -0.6
1299 | 2 | 24 | 3 | 32 | 19.94 | 46.04 | 26.06 | 30.92 | 0 | -6.7 | 7.8 | -3.3 | -0.6
1300 | 2 | 24 | 4 | 32 | 23.9 | 44.96 | 26.06 | 30.02 | 0 | -4.5 | 7.2 | -3.3 | -1.1
1301 | 2 | 24 | 5 | 32 | 19.94 | 44.06 | 24.98 | 30.02 | 0 | -6.7 | 6.7 | -3.9 | -1.1
1302 | 2 | 24 | 6 | 32 | 20.84 | 42.98 | 24.08 | 30.92 | 0 | -6.2 | 6.1 | -4.4 | -0.6
1303 | 2 | 24 | 7 | 33.8 | 19.94 | 44.06 | 24.08 | 28.04 | 1 | -6.7 | 6.7 | -4.4 | -2.2
1304 | 2 | 24 | 8 | 35.6 | 25.88 | 48.92 | 24.98 | 32 | 2 | -3.4 | 9.4 | -3.9 | 0
1305 | 2 | 24 | 9 | 39.2 | 32.9 | 57.02 | 26.96 | 33.08 | 4 | 0.5 | 13.9 | -2.8 | 0.6
1306 | 2 | 24 | 10 | 41 | 43.88 | 60.08 | 30.02 | 37.04 | 5 | 6.6 | 15.6 | -1.1 | 2.8
1307 | 2 | 24 | 11 | 44.6 | 57.92 | 64.04 | 30.02 | 39.92 | 7 | 14.4 | 17.8 | -1.1 | 4.4
1308 | 2 | 24 | 12 | 48.2 | 60.98 | 66.92 | 30.02 | 44.06 | 9 | 16.1 | 19.4 | -1.1 | 6.7
1309 | 2 | 24 | 13 | 46.4 | 60.98 | 69.08 | 30.02 | 46.04 | 8 | 16.1 | 20.6 | -1.1 | 7.8
1310 | 2 | 24 | 14 | 48.2 | 63.86 | 69.98 | 28.94 | 46.94 | 9 | 17.7 | 21.1 | -1.7 | 8.3
1311 | 2 | 24 | 15 | 46.4 | 63.86 | 71.06 | 30.02 | 48.02 | 8 | 17.7 | 21.7 | -1.1 | 8.9
1312 | 2 | 24 | 16 | 46.4 | 62.96 | 69.08 | 26.96 | 48.02 | 8 | 17.2 | 20.6 | -2.8 | 8.9
1313 | 2 | 24 | 17 | 42.8 | 59.9 | 68 | 26.06 | 46.94 | 6 | 15.5 | 20 | -3.3 | 8.3
1314 | 2 | 24 | 18 | 41 | 53.96 | 64.94 | 26.96 | 41 | 5 | 12.2 | 18.3 | -2.8 | 5
1315 | 2 | 24 | 19 | 39.2 | 48.92 | 62.96 | 26.06 | 37.94 | 4 | 9.4 | 17.2 | -3.3 | 3.3
1316 | 2 | 24 | 20 | 39.2 | 44.96 | 59 | 26.06 | 35.96 | 4 | 7.2 | 15 | -3.3 | 2.2
1317 | 2 | 24 | 21 | 37.4 | 35.96 | 57.02 | 24.98 | 35.06 | 3 | 2.2 | 13.9 | -3.9 | 1.7
1318 | 2 | 24 | 22 | 35.6 | 32.9 | 55.04 | 24.08 | 35.06 | 2 | 0.5 | 12.8 | -4.4 | 1.7
1319 | 2 | 24 | 23 | 35.6 | 30.92 | 53.96 | 24.08 | 35.06 | 2 | -0.6 | 12.2 | -4.4 | 1.7
1320 | 2 | 24 | 24 | 35.6 | 27.86 | 53.06 | 24.98 | 28.94 | 2 | -2.3 | 11.7 | -3.9 | -1.7
1321 | 2 | 25 | 1 | 33.8 | 23 | 51.98 | 21.92 | 28.04 | 1 | -5 | 11.1 | -5.6 | -2.2
1322 | 2 | 25 | 2 | 32 | 23 | 50 | 17.96 | 28.04 | 0 | -5 | 10 | -7.8 | -2.2
1323 | 2 | 25 | 3 | 30.2 | 21.92 | 48.92 | 19.04 | 30.02 | -1 | -5.6 | 9.4 | -7.2 | -1.1
1324 | 2 | 25 | 4 | 30.2 | 18.86 | 48.92 | 19.94 | 30.02 | -1 | -7.3 | 9.4 | -6.7 | -1.1
1325 | 2 | 25 | 5 | 31.28 | 18.86 | 50 | 19.94 | 30.92 | -0.4 | -7.3 | 10 | -6.7 | -0.6
1326 | 2 | 25 | 6 | 32 | 18.86 | 46.94 | 19.04 | 28.94 | 0 | -7.3 | 8.3 | -7.2 | -1.7
1327 | 2 | 25 | 7 | 33.8 | 20.84 | 46.94 | 21.02 | 28.04 | 1 | -6.2 | 8.3 | -6.1 | -2.2
1328 | 2 | 25 | 8 | 37.4 | 27.86 | 50 | 21.02 | 30.92 | 3 | -2.3 | 10 | -6.1 | -0.6
1329 | 2 | 25 | 9 | 39.2 | 38.84 | 55.94 | 24.98 | 33.98 | 4 | 3.8 | 13.3 | -3.9 | 1.1
1330 | 2 | 25 | 10 | 46.4 | 42.98 | 62.06 | 30.02 | 37.94 | 8 | 6.1 | 16.7 | -1.1 | 3.3
1331 | 2 | 25 | 11 | 50 | 45.86 | 66.02 | 30.92 | 44.06 | 10 | 7.7 | 18.9 | -0.6 | 6.7
1332 | 2 | 25 | 12 | 51.8 | 50.9 | 68 | 32 | 46.04 | 11 | 10.5 | 20 | 0 | 7.8
1333 | 2 | 25 | 13 | 53.6 | 51.98 | 66.92 | 30.92 | 48.92 | 12 | 11.1 | 19.4 | -0.6 | 9.4
1334 | 2 | 25 | 14 | 53.6 | 50.9 | 68 | 33.08 | 53.06 | 12 | 10.5 | 20 | 0.6 | 11.7
1335 | 2 | 25 | 15 | 53.6 | 48.92 | 69.08 | 33.08 | 53.96 | 12 | 9.4 | 20.6 | 0.6 | 12.2
1336 | 2 | 25 | 16 | 53.6 | 43.88 | 69.08 | 32 | 55.04 | 12 | 6.6 | 20.6 | 0 | 12.8
1337 | 2 | 25 | 17 | 53.6 | 38.84 | 68 | 32 | 55.04 | 12 | 3.8 | 20 | 0 | 12.8
1338 | 2 | 25 | 18 | 46.4 | 32 | 64.94 | 30.02 | 50 | 8 | 0 | 18.3 | -1.1 | 10
1339 | 2 | 25 | 19 | 44.6 | 23.9 | 62.06 | 30.02 | 46.94 | 7 | -4.5 | 16.7 | -1.1 | 8.3
1340 | 2 | 25 | 20 | 41 | 21.92 | 57.02 | 28.94 | 39.92 | 5 | -5.6 | 13.9 | -1.7 | 4.4
1341 | 2 | 25 | 21 | 42.8 | 18.86 | 53.96 | 28.04 | 37.94 | 6 | -7.3 | 12.2 | -2.2 | 3.3
1342 | 2 | 25 | 22 | 41 | 18.86 | 53.96 | 24.98 | 39.02 | 5 | -7.3 | 12.2 | -3.9 | 3.9
1343 | 2 | 25 | 23 | 39.2 | 19.94 | 53.96 | 24.08 | 35.96 | 4 | -6.7 | 12.2 | -4.4 | 2.2
1344 | 2 | 25 | 24 | 37.4 | 19.94 | 53.06 | 23 | 35.06 | 3 | -6.7 | 11.7 | -5 | 1.7
1345 | 2 | 26 | 1 | 35.6 | 19.94 | 51.08 | 19.94 | 33.08 | 2 | -6.7 | 10.6 | -6.7 | 0.6
1346 | 2 | 26 | 2 | 35.6 | 19.94 | 51.08 | 19.94 | 32 | 2 | -6.7 | 10.6 | -6.7 | 0
1347 | 2 | 26 | 3 | 35.6 | 18.86 | 50 | 19.94 | 30.92 | 2 | -7.3 | 10 | -6.7 | -0.6
1348 | 2 | 26 | 4 | 35.6 | 17.96 | 48.02 | 19.04 | 30.02 | 2 | -7.8 | 8.9 | -7.2 | -1.1
1349 | 2 | 26 | 5 | 35.6 | 17.96 | 48.92 | 15.98 | 30.02 | 2 | -7.8 | 9.4 | -8.9 | -1.1
1350 | 2 | 26 | 6 | 35.6 | 17.96 | 48.02 | 15.98 | 30.92 | 2 | -7.8 | 8.9 | -8.9 | -0.6
1351 | 2 | 26 | 7 | 39.2 | 17.96 | 48.02 | 15.08 | 30.92 | 4 | -7.8 | 8.9 | -9.4 | -0.6
1352 | 2 | 26 | 8 | 42.8 | 17.96 | 51.08 | 17.96 | 33.08 | 6 | -7.8 | 10.6 | -7.8 | 0.6
1353 | 2 | 26 | 9 | 50 | 17.96 | 60.98 | 24.08 | 35.06 | 10 | -7.8 | 16.1 | -4.4 | 1.7
1354 | 2 | 26 | 10 | 55.4 | 18.86 | 60.98 | 26.96 | 35.06 | 13 | -7.3 | 16.1 | -2.8 | 1.7
1355 | 2 | 26 | 11 | 57.2 | 18.86 | 66.02 | 32 | 44.96 | 14 | -7.3 | 18.9 | 0 | 7.2
1356 | 2 | 26 | 12 | 62.6 | 19.94 | 69.98 | 35.06 | 48.02 | 17 | -6.7 | 21.1 | 1.7 | 8.9
1357 | 2 | 26 | 13 | 64.4 | 20.84 | 71.06 | 37.04 | 53.06 | 18 | -6.2 | 21.7 | 2.8 | 11.7
1358 | 2 | 26 | 14 | 62.6 | 20.84 | 71.96 | 39.92 | 55.94 | 17 | -6.2 | 22.2 | 4.4 | 13.3
1359 | 2 | 26 | 15 | 62.6 | 19.94 | 71.96 | 42.08 | 57.92 | 17 | -6.7 | 22.2 | 5.6 | 14.4
1360 | 2 | 26 | 16 | 64.4 | 18.86 | 73.04 | 41 | 55.04 | 18 | -7.3 | 22.8 | 5 | 12.8
1361 | 2 | 26 | 17 | 60.8 | 19.94 | 71.06 | 41 | 53.06 | 16 | -6.7 | 21.7 | 5 | 11.7
1362 | 2 | 26 | 18 | 53.6 | 18.86 | 66.02 | 35.96 | 53.06 | 12 | -7.3 | 18.9 | 2.2 | 11.7
1363 | 2 | 26 | 19 | 53.6 | 17.96 | 62.06 | 30.92 | 51.08 | 12 | -7.8 | 16.7 | -0.6 | 10.6
1364 | 2 | 26 | 20 | 50 | 17.96 | 57.92 | 30.92 | 50 | 10 | -7.8 | 14.4 | -0.6 | 10
1365 | 2 | 26 | 21 | 46.4 | 17.96 | 57.02 | 28.94 | 44.06 | 8 | -7.8 | 13.9 | -1.7 | 6.7
1366 | 2 | 26 | 22 | 48.2 | 17.96 | 55.04 | 28.04 | 39.02 | 9 | -7.8 | 12.8 | -2.2 | 3.9
1367 | 2 | 26 | 23 | 48.2 | 16.88 | 51.08 | 26.96 | 39.02 | 9 | -8.4 | 10.6 | -2.8 | 3.9
1368 | 2 | 26 | 24 | 44.6 | 17.96 | 51.98 | 24.98 | 33.98 | 7 | -7.8 | 11.1 | -3.9 | 1.1
1369 | 2 | 27 | 1 | 46.4 | 16.88 | 50 | 24.08 | 30.92 | 8 | -8.4 | 10 | -4.4 | -0.6
1370 | 2 | 27 | 2 | 44.6 | 16.88 | 51.08 | 24.08 | 33.98 | 7 | -8.4 | 10.6 | -4.4 | 1.1
1371 | 2 | 27 | 3 | 41 | 16.88 | 48.02 | 24.98 | 35.96 | 5 | -8.4 | 8.9 | -3.9 | 2.2
1372 | 2 | 27 | 4 | 41 | 14.9 | 46.94 | 24.98 | 33.98 | 5 | -9.5 | 8.3 | -3.9 | 1.1
1373 | 2 | 27 | 5 | 41 | 11.84 | 46.94 | 24.98 | 35.06 | 5 | -11.2 | 8.3 | -3.9 | 1.7
1374 | 2 | 27 | 6 | 39.2 | 10.94 | 46.04 | 26.06 | 33.08 | 4 | -11.7 | 7.8 | -3.3 | 0.6
1375 | 2 | 27 | 7 | 37.4 | 7.88 | 48.02 | 26.06 | 33.98 | 3 | -13.4 | 8.9 | -3.3 | 1.1
1376 | 2 | 27 | 8 | 41 | 7.88 | 53.96 | 30.92 | 35.96 | 5 | -13.4 | 12.2 | -0.6 | 2.2
1377 | 2 | 27 | 9 | 48.2 | 8.96 | 60.98 | 35.96 | 42.98 | 9 | -12.8 | 16.1 | 2.2 | 6.1
1378 | 2 | 27 | 10 | 50 | 8.96 | 64.94 | 35.96 | 46.94 | 10 | -12.8 | 18.3 | 2.2 | 8.3
1379 | 2 | 27 | 11 | 53.6 | 10.94 | 69.98 | 39.92 | 51.08 | 12 | -11.7 | 21.1 | 4.4 | 10.6
1380 | 2 | 27 | 12 | 57.2 | 14 | 71.06 | 44.96 | 50 | 14 | -10 | 21.7 | 7.2 | 10
1381 | 2 | 27 | 13 | 57.2 | 15.98 | 73.04 | 50 | 51.08 | 14 | -8.9 | 22.8 | 10 | 10.6
1382 | 2 | 27 | 14 | 57.2 | 16.88 | 73.94 | 50 | 51.98 | 14 | -8.4 | 23.3 | 10 | 11.1
1383 | 2 | 27 | 15 | 57.2 | 17.96 | 75.02 | 51.08 | 53.96 | 14 | -7.8 | 23.9 | 10.6 | 12.2
1384 | 2 | 27 | 16 | 55.4 | 17.96 | 75.92 | 51.08 | 50 | 13 | -7.8 | 24.4 | 10.6 | 10
1385 | 2 | 27 | 17 | 55.4 | 16.88 | 73.04 | 51.08 | 51.08 | 13 | -8.4 | 22.8 | 10.6 | 10.6
1386 | 2 | 27 | 18 | 51.8 | 14 | 69.08 | 46.04 | 46.04 | 11 | -10 | 20.6 | 7.8 | 7.8
1387 | 2 | 27 | 19 | 46.4 | 11.84 | 66.02 | 42.08 | 44.06 | 8 | -11.2 | 18.9 | 5.6 | 6.7
1388 | 2 | 27 | 20 | 39.2 | 8.96 | 60.98 | 39.02 | 42.08 | 4 | -12.8 | 16.1 | 3.9 | 5.6
1389 | 2 | 27 | 21 | 39.2 | 8.96 | 59 | 33.98 | 42.08 | 4 | -12.8 | 15 | 1.1 | 5.6
1390 | 2 | 27 | 22 | 35.6 | 8.96 | 57.02 | 35.06 | 41 | 2 | -12.8 | 13.9 | 1.7 | 5
1391 | 2 | 27 | 23 | 35.6 | 7.88 | 55.94 | 35.06 | 35.96 | 2 | -13.4 | 13.3 | 1.7 | 2.2
1392 | 2 | 27 | 24 | 35.6 | 7.88 | 53.06 | 30.92 | 35.96 | 2 | -13.4 | 11.7 | -0.6 | 2.2
1393 | 2 | 28 | 1 | 32 | 6.98 | 55.04 | 30.02 | 33.98 | 0 | -13.9 | 12.8 | -1.1 | 1.1
1394 | 2 | 28 | 2 | 32 | 5.9 | 53.06 | 28.94 | 30.92 | 0 | -14.5 | 11.7 | -1.7 | -0.6
1395 | 2 | 28 | 3 | 32 | 5 | 51.98 | 26.96 | 30.02 | 0 | -15 | 11.1 | -2.8 | -1.1
1396 | 2 | 28 | 4 | 30.2 | 3.92 | 48.02 | 24.98 | 28.94 | -1 | -15.6 | 8.9 | -3.9 | -1.7
1397 | 2 | 28 | 5 | 30.2 | 3.92 | 48.92 | 24.98 | 26.06 | -1 | -15.6 | 9.4 | -3.9 | -3.3
1398 | 2 | 28 | 6 | 26.6 | 3.92 | 48.92 | 24.08 | 28.94 | -3 | -15.6 | 9.4 | -4.4 | -1.7
1399 | 2 | 28 | 7 | 26.6 | 5 | 51.98 | 23 | 30.02 | -3 | -15 | 11.1 | -5 | -1.1
1400 | 2 | 28 | 8 | 30.2 | 6.98 | 57.02 | 26.96 | 35.06 | -1 | -13.9 | 13.9 | -2.8 | 1.7
1401 | 2 | 28 | 9 | 33.8 | 7.88 | 64.04 | 35.06 | 41 | 1 | -13.4 | 17.8 | 1.7 | 5
1402 | 2 | 28 | 10 | 35.6 | 9.86 | 66.02 | 42.98 | 44.06 | 2 | -12.3 | 18.9 | 6.1 | 6.7
1403 | 2 | 28 | 11 | 39.2 | 11.84 | 66.92 | 46.94 | 46.04 | 4 | -11.2 | 19.4 | 8.3 | 7.8
1404 | 2 | 28 | 12 | 41 | 12.92 | 69.08 | 53.06 | 48.92 | 5 | -10.6 | 20.6 | 11.7 | 9.4
1405 | 2 | 28 | 13 | 41 | 16.88 | 73.04 | 57.02 | 53.06 | 5 | -8.4 | 22.8 | 13.9 | 11.7
1406 | 2 | 28 | 14 | 41 | 16.88 | 73.04 | 57.92 | 55.04 | 5 | -8.4 | 22.8 | 14.4 | 12.8
1407 | 2 | 28 | 15 | 39.2 | 17.96 | 73.94 | 57.92 | 57.02 | 4 | -7.8 | 23.3 | 14.4 | 13.9
1408 | 2 | 28 | 16 | 37.4 | 16.88 | 73.94 | 59 | 53.96 | 3 | -8.4 | 23.3 | 15 | 12.2
1409 | 2 | 28 | 17 | 35.6 | 16.88 | 73.04 | 57.92 | 55.94 | 2 | -8.4 | 22.8 | 14.4 | 13.3
1410 | 2 | 28 | 18 | 35.6 | 15.98 | 66.92 | 51.98 | 51.08 | 2 | -8.9 | 19.4 | 11.1 | 10.6
1411 | 2 | 28 | 19 | 35.6 | 14.9 | 64.94 | 44.96 | 44.96 | 2 | -9.5 | 18.3 | 7.2 | 7.2
1412 | 2 | 28 | 20 | 35.6 | 15.98 | 62.06 | 44.96 | 42.08 | 2 | -8.9 | 16.7 | 7.2 | 5.6
1413 | 2 | 28 | 21 | 35.6 | 15.98 | 57.92 | 39.02 | 41 | 2 | -8.9 | 14.4 | 3.9 | 5
1414 | 2 | 28 | 22 | 33.8 | 16.88 | 57.2 | 37.58 | 39.56 | 1 | -8.4 | 14 | 3.1 | 4.2
1415 | 2 | 28 | 23 | 32 | 17.6 | 56.48 | 36.14 | 38.12 | 0 | -8 | 13.6 | 2.3 | 3.4
1416 | 2 | 28 | 24 | 30.38 | 18.32 | 55.76 | 34.7 | 36.68 | -0.9 | -7.6 | 13.2 | 1.5 | 2.6
1417 | 3 | 1 | 1 | 28.58 | 18.86 | 55.22 | 33.26 | 35.24 | -1.9 | -7.3 | 12.9 | 0.7 | 1.8
1418 | 3 | 1 | 2 | 26.78 | 19.58 | 54.5 | 32 | 33.8 | -2.9 | -6.9 | 12.5 | 0 | 1
1419 | 3 | 1 | 3 | 24.98 | 20.3 | 53.78 | 30.56 | 32.36 | -3.9 | -6.5 | 12.1 | -0.8 | 0.2
1420 | 3 | 1 | 4 | 23 | 20.84 | 53.06 | 28.94 | 30.92 | -5 | -6.2 | 11.7 | -1.7 | -0.6
1421 | 3 | 1 | 5 | 23 | 20.3 | 51.08 | 28.94 | 32 | -5 | -6.5 | 10.6 | -1.7 | 0
1422 | 3 | 1 | 6 | 23 | 19.4 | 51.08 | 30.02 | 32 | -5 | -7 | 10.6 | -1.1 | 0
1423 | 3 | 1 | 7 | 23 | 19.76 | 53.06 | 30.02 | 32 | -5 | -6.8 | 11.7 | -1.1 | 0
1424 | 3 | 1 | 8 | 26.6 | 21.02 | 53.96 | 33.98 | 37.94 | -3 | -6.1 | 12.2 | 1.1 | 3.3
1425 | 3 | 1 | 9 | 32 | 23.36 | 55.94 | 37.04 | 44.06 | 0 | -4.8 | 13.3 | 2.8 | 6.7
1426 | 3 | 1 | 10 | 33.8 | 24.44 | 57.92 | 42.98 | 48.02 | 1 | -4.2 | 14.4 | 6.1 | 8.9
1427 | 3 | 1 | 11 | 35.6 | 26.78 | 60.98 | 44.96 | 53.96 | 2 | -2.9 | 16.1 | 7.2 | 12.2
1428 | 3 | 1 | 12 | 33.8 | 28.04 | 64.04 | 48.92 | 55.04 | 1 | -2.2 | 17.8 | 9.4 | 12.8
1429 | 3 | 1 | 13 | 33.8 | 28.4 | 69.08 | 51.98 | 55.04 | 1 | -2 | 20.6 | 11.1 | 12.8
1430 | 3 | 1 | 14 | 33.8 | 28.58 | 69.98 | 53.06 | 55.94 | 1 | -1.9 | 21.1 | 11.7 | 13.3
1431 | 3 | 1 | 15 | 33.8 | 28.94 | 69.08 | 53.96 | 57.02 | 1 | -1.7 | 20.6 | 12.2 | 13.9
1432 | 3 | 1 | 16 | 32 | 29.12 | 68 | 53.06 | 55.94 | 0 | -1.6 | 20 | 11.7 | 13.3
1433 | 3 | 1 | 17 | 30.2 | 29.48 | 64.94 | 53.06 | 60.98 | -1 | -1.4 | 18.3 | 11.7 | 16.1
1434 | 3 | 1 | 18 | 28.4 | 27.68 | 60.08 | 50 | 55.94 | -2 | -2.4 | 15.6 | 10 | 13.3
1435 | 3 | 1 | 19 | 26.6 | 26.96 | 55.94 | 46.94 | 51.98 | -3 | -2.8 | 13.3 | 8.3 | 11.1
1436 | 3 | 1 | 20 | 26.6 | 26.24 | 53.96 | 44.96 | 51.08 | -3 | -3.2 | 12.2 | 7.2 | 10.6
1437 | 3 | 1 | 21 | 24.8 | 23.54 | 55.04 | 39.02 | 51.08 | -4 | -4.7 | 12.8 | 3.9 | 10.6
1438 | 3 | 1 | 22 | 24.8 | 22.64 | 55.04 | 37.94 | 50 | -4 | -5.2 | 12.8 | 3.3 | 10
1439 | 3 | 1 | 23 | 23 | 20.12 | 51.98 | 37.94 | 48.92 | -5 | -6.6 | 11.1 | 3.3 | 9.4
1440 | 3 | 1 | 24 | 21.2 | 19.22 | 53.06 | 37.04 | 46.94 | -6 | -7.1 | 11.7 | 2.8 | 8.3
1441 | 3 | 2 | 1 | 21.2 | 19.58 | 53.06 | 33.98 | 46.94 | -6 | -6.9 | 11.7 | 1.1 | 8.3
1442 | 3 | 2 | 2 | 19.4 | 18.86 | 51.98 | 33.08 | 44.96 | -7 | -7.3 | 11.1 | 0.6 | 7.2
1443 | 3 | 2 | 3 | 21.2 | 18.14 | 53.06 | 30.92 | 42.08 | -6 | -7.7 | 11.7 | -0.6 | 5.6
1444 | 3 | 2 | 4 | 19.4 | 17.42 | 51.08 | 30.92 | 41 | -7 | -8.1 | 10.6 | -0.6 | 5
1445 | 3 | 2 | 5 | 17.6 | 16.7 | 51.08 | 32 | 39.92 | -8 | -8.5 | 10.6 | 0 | 4.4
1446 | 3 | 2 | 6 | 17.6 | 15.8 | 48.02 | 30.02 | 39.02 | -8 | -9 | 8.9 | -1.1 | 3.9
1447 | 3 | 2 | 7 | 15.8 | 17.78 | 48.02 | 30.92 | 41 | -9 | -7.9 | 8.9 | -0.6 | 5
1448 | 3 | 2 | 8 | 19.4 | 28.76 | 48.92 | 37.94 | 42.08 | -7 | -1.8 | 9.4 | 3.3 | 5.6
1449 | 3 | 2 | 9 | 24.8 | 35.96 | 53.06 | 39.92 | 51.08 | -4 | 2.2 | 11.7 | 4.4 | 10.6
1450 | 3 | 2 | 10 | 30.2 | 45.14 | 55.94 | 44.06 | 51.08 | -1 | 7.3 | 13.3 | 6.7 | 10.6
1451 | 3 | 2 | 11 | 39.2 | 48.92 | 62.06 | 48.92 | 53.06 | 4 | 9.4 | 16.7 | 9.4 | 11.7
1452 | 3 | 2 | 12 | 41 | 49.1 | 64.04 | 51.98 | 53.96 | 5 | 9.5 | 17.8 | 11.1 | 12.2
1453 | 3 | 2 | 13 | 44.6 | 51.08 | 62.06 | 55.04 | 51.98 | 7 | 10.6 | 16.7 | 12.8 | 11.1
1454 | 3 | 2 | 14 | 46.4 | 52.88 | 66.02 | 57.02 | 46.04 | 8 | 11.6 | 18.9 | 13.9 | 7.8
1455 | 3 | 2 | 15 | 46.4 | 53.06 | 64.94 | 57.02 | 46.94 | 8 | 11.7 | 18.3 | 13.9 | 8.3
1456 | 3 | 2 | 16 | 46.4 | 53.24 | 64.04 | 51.98 | 51.08 | 8 | 11.8 | 17.8 | 11.1 | 10.6
1457 | 3 | 2 | 17 | 44.6 | 53.42 | 64.04 | 53.06 | 46.94 | 7 | 11.9 | 17.8 | 11.7 | 8.3
1458 | 3 | 2 | 18 | 41 | 44.6 | 60.98 | 48.92 | 44.96 | 5 | 7 | 16.1 | 9.4 | 7.2
1459 | 3 | 2 | 19 | 41 | 41 | 59 | 46.94 | 42.98 | 5 | 5 | 15 | 8.3 | 6.1
1460 | 3 | 2 | 20 | 35.6 | 35.78 | 57.02 | 44.96 | 39.92 | 2 | 2.1 | 13.9 | 7.2 | 4.4
1461 | 3 | 2 | 21 | 35.6 | 30.56 | 55.94 | 46.94 | 41 | 2 | -0.8 | 13.3 | 8.3 | 5
1462 | 3 | 2 | 22 | 32 | 25.34 | 55.04 | 46.04 | 39.92 | 0 | -3.7 | 12.8 | 7.8 | 4.4
1463 | 3 | 2 | 23 | 30.2 | 27.32 | 53.06 | 42.98 | 39.02 | -1 | -2.6 | 11.7 | 6.1 | 3.9
1464 | 3 | 2 | 24 | 32 | 27.32 | 50 | 42.08 | 39.02 | 0 | -2.6 | 10 | 5.6 | 3.9
1465 | 3 | 3 | 1 | 28.4 | 25.7 | 48.02 | 42.08 | 39.02 | -2 | -3.5 | 8.9 | 5.6 | 3.9
1466 | 3 | 3 | 2 | 30.2 | 20.48 | 48.02 | 42.98 | 37.04 | -1 | -6.4 | 8.9 | 6.1 | 2.8
1467 | 3 | 3 | 3 | 33.8 | 20.66 | 44.96 | 41 | 39.92 | 1 | -6.3 | 7.2 | 5 | 4.4
1468 | 3 | 3 | 4 | 33.8 | 19.04 | 44.96 | 42.08 | 39.92 | 1 | -7.2 | 7.2 | 5.6 | 4.4
1469 | 3 | 3 | 5 | 28.4 | 19.04 | 42.98 | 37.94 | 39.92 | -2 | -7.2 | 6.1 | 3.3 | 4.4
1470 | 3 | 3 | 6 | 28.4 | 19.22 | 42.98 | 37.04 | 39.92 | -2 | -7.1 | 6.1 | 2.8 | 4.4
1471 | 3 | 3 | 7 | 30.2 | 21.2 | 44.96 | 35.06 | 37.04 | -1 | -6 | 7.2 | 1.7 | 2.8
1472 | 3 | 3 | 8 | 35.6 | 23.36 | 48.92 | 39.92 | 37.94 | 2 | -4.8 | 9.4 | 4.4 | 3.3
1473 | 3 | 3 | 9 | 42.8 | 25.7 | 53.96 | 46.04 | 39.92 | 6 | -3.5 | 12.2 | 7.8 | 4.4
1474 | 3 | 3 | 10 | 44.6 | 32 | 55.94 | 48.02 | 42.08 | 7 | 0 | 13.3 | 8.9 | 5.6
1475 | 3 | 3 | 11 | 46.4 | 37.4 | 57.92 | 48.92 | 42.98 | 8 | 3 | 14.4 | 9.4 | 6.1
1476 | 3 | 3 | 12 | 46.4 | 46.94 | 60.98 | 48.92 | 44.06 | 8 | 8.3 | 16.1 | 9.4 | 6.7
1477 | 3 | 3 | 13 | 48.2 | 50.9 | 62.06 | 48.92 | 48.92 | 9 | 10.5 | 16.7 | 9.4 | 9.4
1478 | 3 | 3 | 14 | 50 | 53.24 | 62.06 | 48.92 | 48.92 | 10 | 11.8 | 16.7 | 9.4 | 9.4
1479 | 3 | 3 | 15 | 50 | 55.4 | 62.96 | 46.94 | 50 | 10 | 13 | 17.2 | 8.3 | 10
1480 | 3 | 3 | 16 | 50 | 55.94 | 62.96 | 46.04 | 48.92 | 10 | 13.3 | 17.2 | 7.8 | 9.4
1481 | 3 | 3 | 17 | 48.2 | 56.3 | 62.06 | 42.98 | 48.92 | 9 | 13.5 | 16.7 | 6.1 | 9.4
1482 | 3 | 3 | 18 | 44.6 | 51.44 | 60.08 | 39.92 | 46.04 | 7 | 10.8 | 15.6 | 4.4 | 7.8
1483 | 3 | 3 | 19 | 41 | 46.4 | 57.92 | 39.02 | 42.08 | 5 | 8 | 14.4 | 3.9 | 5.6
1484 | 3 | 3 | 20 | 35.6 | 43.34 | 55.04 | 37.94 | 39.02 | 2 | 6.3 | 12.8 | 3.3 | 3.9
1485 | 3 | 3 | 21 | 35.6 | 40.1 | 51.98 | 35.06 | 37.94 | 2 | 4.5 | 11.1 | 1.7 | 3.3
1486 | 3 | 3 | 22 | 35.6 | 37.04 | 51.98 | 33.98 | 35.96 | 2 | 2.8 | 11.1 | 1.1 | 2.2
1487 | 3 | 3 | 23 | 32 | 35.6 | 48.02 | 33.08 | 35.06 | 0 | 2 | 8.9 | 0.6 | 1.7
1488 | 3 | 3 | 24 | 28.4 | 33.8 | 46.94 | 26.96 | 35.06 | -2 | 1 | 8.3 | -2.8 | 1.7
1489 | 3 | 4 | 1 | 30.2 | 31.1 | 46.04 | 24.98 | 33.98 | -1 | -0.5 | 7.8 | -3.9 | 1.1
1490 | 3 | 4 | 2 | 30.2 | 29.84 | 42.98 | 24.98 | 32 | -1 | -1.2 | 6.1 | -3.9 | 0
1491 | 3 | 4 | 3 | 32 | 28.4 | 41 | 21.92 | 30.92 | 0 | -2 | 5 | -5.6 | -0.6
1492 | 3 | 4 | 4 | 24.8 | 27.32 | 39.92 | 21.02 | 30.02 | -4 | -2.6 | 4.4 | -6.1 | -1.1
1493 | 3 | 4 | 5 | 20.3 | 26.24 | 39.92 | 21.92 | 30.02 | -6.5 | -3.2 | 4.4 | -5.6 | -1.1
1494 | 3 | 4 | 6 | 15.98 | 25.16 | 39.92 | 19.04 | 28.94 | -8.9 | -3.8 | 4.4 | -7.2 | -1.7
1495 | 3 | 4 | 7 | 13.64 | 22.28 | 39.92 | 19.04 | 28.94 | -10.2 | -5.4 | 4.4 | -7.2 | -1.7
1496 | 3 | 4 | 8 | 14 | 28.58 | 46.94 | 26.96 | 33.08 | -10 | -1.9 | 8.3 | -2.8 | 0.6
1497 | 3 | 4 | 9 | 14 | 34.7 | 51.08 | 32 | 35.06 | -10 | 1.5 | 10.6 | 0 | 1.7
1498 | 3 | 4 | 10 | 14.9 | 42.26 | 55.94 | 35.06 | 39.92 | -9.5 | 5.7 | 13.3 | 1.7 | 4.4
1499 | 3 | 4 | 11 | 15.26 | 48.74 | 60.08 | 39.02 | 42.98 | -9.3 | 9.3 | 15.6 | 3.9 | 6.1
1500 | 3 | 4 | 12 | 14.9 | 49.46 | 60.98 | 39.02 | 46.04 | -9.5 | 9.7 | 16.1 | 3.9 | 7.8
1501 | 3 | 4 | 13 | 14 | 51.98 | 62.06 | 41 | 48.92 | -10 | 11.1 | 16.7 | 5 | 9.4
1502 | 3 | 4 | 14 | 15.8 | 54.5 | 62.96 | 42.08 | 53.06 | -9 | 12.5 | 17.2 | 5.6 | 11.7
1503 | 3 | 4 | 15 | 16.34 | 55.22 | 64.04 | 42.98 | 53.96 | -8.7 | 12.9 | 17.8 | 6.1 | 12.2
1504 | 3 | 4 | 16 | 15.8 | 56.12 | 64.04 | 44.06 | 53.96 | -9 | 13.4 | 17.8 | 6.7 | 12.2
1505 | 3 | 4 | 17 | 15.8 | 55.04 | 62.96 | 42.08 | 53.96 | -9 | 12.8 | 17.2 | 5.6 | 12.2
1506 | 3 | 4 | 18 | 14 | 44.96 | 60.08 | 37.94 | 48.02 | -10 | 7.2 | 15.6 | 3.3 | 8.9
1507 | 3 | 4 | 19 | 15.8 | 38.48 | 57.92 | 33.98 | 42.98 | -9 | 3.6 | 14.4 | 1.1 | 6.1
1508 | 3 | 4 | 20 | 14 | 32 | 55.94 | 33.08 | 39.92 | -10 | 0 | 13.3 | 0.6 | 4.4
1509 | 3 | 4 | 21 | 12.2 | 33.26 | 55.04 | 30.02 | 37.94 | -11 | 0.7 | 12.8 | -1.1 | 3.3
1510 | 3 | 4 | 22 | 14 | 25.52 | 53.96 | 28.94 | 35.06 | -10 | -3.6 | 12.2 | -1.7 | 1.7
1511 | 3 | 4 | 23 | 15.8 | 21.38 | 51.98 | 26.96 | 28.94 | -9 | -5.9 | 11.1 | -2.8 | -1.7
1512 | 3 | 4 | 24 | 15.8 | 19.22 | 50 | 24.08 | 33.08 | -9 | -7.1 | 10 | -4.4 | 0.6
1513 | 3 | 5 | 1 | 15.8 | 16.88 | 50 | 21.92 | 28.94 | -9 | -8.4 | 10 | -5.6 | -1.7
1514 | 3 | 5 | 2 | 17.6 | 18.14 | 48.92 | 19.94 | 30.92 | -8 | -7.7 | 9.4 | -6.7 | -0.6
1515 | 3 | 5 | 3 | 14 | 17.6 | 46.04 | 21.92 | 30.92 | -10 | -8 | 7.8 | -5.6 | -0.6
1516 | 3 | 5 | 4 | 14 | 15.26 | 44.96 | 21.02 | 30.02 | -10 | -9.3 | 7.2 | -6.1 | -1.1
1517 | 3 | 5 | 5 | 10.4 | 14.72 | 46.04 | 21.02 | 28.94 | -12 | -9.6 | 7.8 | -6.1 | -1.7
1518 | 3 | 5 | 6 | 10.4 | 10.58 | 46.04 | 21.02 | 26.96 | -12 | -11.9 | 7.8 | -6.1 | -2.8
1519 | 3 | 5 | 7 | 12.2 | 10.22 | 46.04 | 23 | 24.98 | -11 | -12.1 | 7.8 | -5 | -3.9
1520 | 3 | 5 | 8 | 12.2 | 18.68 | 50 | 26.96 | 32 | -11 | -7.4 | 10 | -2.8 | 0
1521 | 3 | 5 | 9 | 21.2 | 23.54 | 51.98 | 30.02 | 35.96 | -6 | -4.7 | 11.1 | -1.1 | 2.2
1522 | 3 | 5 | 10 | 27.68 | 30.2 | 53.06 | 33.08 | 42.08 | -2.4 | -1 | 11.7 | 0.6 | 5.6
1523 | 3 | 5 | 11 | 33.8 | 32.36 | 55.94 | 37.94 | 46.04 | 1 | 0.2 | 13.3 | 3.3 | 7.8
1524 | 3 | 5 | 12 | 35.6 | 36.5 | 55.94 | 39.92 | 50 | 2 | 2.5 | 13.3 | 4.4 | 10
1525 | 3 | 5 | 13 | 37.4 | 40.64 | 57.92 | 41 | 51.98 | 3 | 4.8 | 14.4 | 5 | 11.1
1526 | 3 | 5 | 14 | 39.2 | 45.68 | 59 | 39.92 | 55.04 | 4 | 7.6 | 15 | 4.4 | 12.8
1527 | 3 | 5 | 15 | 41 | 44.78 | 60.08 | 37.94 | 55.94 | 5 | 7.1 | 15.6 | 3.3 | 13.3
1528 | 3 | 5 | 16 | 41 | 46.94 | 59 | 35.06 | 57.92 | 5 | 8.3 | 15 | 1.7 | 14.4
1529 | 3 | 5 | 17 | 41 | 48.2 | 59 | 33.08 | 57.92 | 5 | 9 | 15 | 0.6 | 14.4
1530 | 3 | 5 | 18 | 35.6 | 44.42 | 55.94 | 30.92 | 53.06 | 2 | 6.9 | 13.3 | -0.6 | 11.7
1531 | 3 | 5 | 19 | 33.8 | 40.64 | 53.96 | 30.92 | 46.04 | 1 | 4.8 | 12.2 | -0.6 | 7.8
1532 | 3 | 5 | 20 | 33.8 | 38.48 | 51.98 | 30.02 | 42.98 | 1 | 3.6 | 11.1 | -1.1 | 6.1
1533 | 3 | 5 | 21 | 32 | 35.78 | 50 | 28.94 | 42.98 | 0 | 2.1 | 10 | -1.7 | 6.1
1534 | 3 | 5 | 22 | 32 | 35.96 | 48.02 | 28.94 | 42.98 | 0 | 2.2 | 8.9 | -1.7 | 6.1
1535 | 3 | 5 | 23 | 32 | 35.96 | 46.04 | 28.94 | 37.04 | 0 | 2.2 | 7.8 | -1.7 | 2.8
1536 | 3 | 5 | 24 | 35.6 | 33.98 | 44.06 | 28.94 | 35.96 | 2 | 1.1 | 6.7 | -1.7 | 2.2
1537 | 3 | 6 | 1 | 28.4 | 32 | 42.08 | 28.94 | 33.98 | -2 | 0 | 5.6 | -1.7 | 1.1
1538 | 3 | 6 | 2 | 32 | 32 | 42.08 | 28.04 | 30.02 | 0 | 0 | 5.6 | -2.2 | -1.1
1539 | 3 | 6 | 3 | 33.8 | 30.92 | 39.02 | 28.04 | 33.98 | 1 | -0.6 | 3.9 | -2.2 | 1.1
1540 | 3 | 6 | 4 | 32 | 32 | 37.94 | 28.04 | 33.08 | 0 | 0 | 3.3 | -2.2 | 0.6
1541 | 3 | 6 | 5 | 30.2 | 27.86 | 39.92 | 28.04 | 32 | -1 | -2.3 | 4.4 | -2.2 | 0
1542 | 3 | 6 | 6 | 33.8 | 23.9 | 39.02 | 28.04 | 26.06 | 1 | -4.5 | 3.9 | -2.2 | -3.3
1543 | 3 | 6 | 7 | 35.6 | 23.9 | 39.02 | 28.04 | 30.92 | 2 | -4.5 | 3.9 | -2.2 | -0.6
1544 | 3 | 6 | 8 | 35.6 | 18.86 | 46.04 | 28.94 | 33.98 | 2 | -7.3 | 7.8 | -1.7 | 1.1
1545 | 3 | 6 | 9 | 48.2 | 18.86 | 48.92 | 28.94 | 41 | 9 | -7.3 | 9.4 | -1.7 | 5
1546 | 3 | 6 | 10 | 48.2 | 19.94 | 51.98 | 28.94 | 50 | 9 | -6.7 | 11.1 | -1.7 | 10
1547 | 3 | 6 | 11 | 51.8 | 20.84 | 53.96 | 28.94 | 57.02 | 11 | -6.2 | 12.2 | -1.7 | 13.9
1548 | 3 | 6 | 12 | 53.6 | 23.9 | 57.02 | 30.92 | 57.92 | 12 | -4.5 | 13.9 | -0.6 | 14.4
1549 | 3 | 6 | 13 | 55.4 | 25.88 | 57.92 | 32 | 57.02 | 13 | -3.4 | 14.4 | 0 | 13.9
1550 | 3 | 6 | 14 | 53.6 | 26.96 | 60.08 | 32 | 60.08 | 12 | -2.8 | 15.6 | 0 | 15.6
1551 | 3 | 6 | 15 | 55.4 | 27.86 | 60.98 | 33.08 | 62.06 | 13 | -2.3 | 16.1 | 0.6 | 16.7
1552 | 3 | 6 | 16 | 51.8 | 27.86 | 60.08 | 32 | 64.04 | 11 | -2.3 | 15.6 | 0 | 17.8
1553 | 3 | 6 | 17 | 51.8 | 25.88 | 59 | 32 | 62.06 | 11 | -3.4 | 15 | 0 | 16.7
1554 | 3 | 6 | 18 | 44.6 | 24.98 | 55.94 | 30.02 | 57.92 | 7 | -3.9 | 13.3 | -1.1 | 14.4
1555 | 3 | 6 | 19 | 41 | 24.98 | 53.96 | 28.04 | 51.98 | 5 | -3.9 | 12.2 | -2.2 | 11.1
1556 | 3 | 6 | 20 | 37.4 | 23.9 | 51.98 | 26.96 | 48.92 | 3 | -4.5 | 11.1 | -2.8 | 9.4
1557 | 3 | 6 | 21 | 39.2 | 23.9 | 48.92 | 24.08 | 46.94 | 4 | -4.5 | 9.4 | -4.4 | 8.3
1558 | 3 | 6 | 22 | 39.2 | 23 | 46.94 | 17.96 | 46.94 | 4 | -5 | 8.3 | -7.8 | 8.3
1559 | 3 | 6 | 23 | 35.6 | 20.84 | 46.04 | 17.96 | 44.96 | 2 | -6.2 | 7.8 | -7.8 | 7.2
1560 | 3 | 6 | 24 | 33.8 | 20.84 | 42.98 | 15.98 | 42.08 | 1 | -6.2 | 6.1 | -8.9 | 5.6
1561 | 3 | 7 | 1 | 33.8 | 18.86 | 42.98 | 14 | 41 | 1 | -7.3 | 6.1 | -10 | 5
1562 | 3 | 7 | 2 | 32 | 15.98 | 41 | 12.92 | 39.92 | 0 | -8.9 | 5 | -10.6 | 4.4
1563 | 3 | 7 | 3 | 32 | 15.98 | 39.92 | 12.02 | 37.94 | 0 | -8.9 | 4.4 | -11.1 | 3.3
1564 | 3 | 7 | 4 | 32 | 14.9 | 39.92 | 6.98 | 35.06 | 0 | -9.5 | 4.4 | -13.9 | 1.7
1565 | 3 | 7 | 5 | 32 | 14 | 37.94 | 8.06 | 33.98 | 0 | -10 | 3.3 | -13.3 | 1.1
1566 | 3 | 7 | 6 | 35.6 | 14 | 37.94 | 8.96 | 33.08 | 2 | -10 | 3.3 | -12.8 | 0.6
1567 | 3 | 7 | 7 | 35.6 | 14.9 | 39.92 | 6.98 | 30.92 | 2 | -9.5 | 4.4 | -13.9 | -0.6
1568 | 3 | 7 | 8 | 42.8 | 16.88 | 42.98 | 10.94 | 37.94 | 6 | -8.4 | 6.1 | -11.7 | 3.3
1569 | 3 | 7 | 9 | 50 | 18.86 | 48.92 | 21.02 | 48.02 | 10 | -7.3 | 9.4 | -6.1 | 8.9
1570 | 3 | 7 | 10 | 53.6 | 21.92 | 51.08 | 26.06 | 51.98 | 12 | -5.6 | 10.6 | -3.3 | 11.1
1571 | 3 | 7 | 11 | 55.4 | 26.96 | 57.02 | 28.94 | 57.02 | 13 | -2.8 | 13.9 | -1.7 | 13.9
1572 | 3 | 7 | 12 | 55.4 | 32 | 57.92 | 32 | 60.08 | 13 | 0 | 14.4 | 0 | 15.6
1573 | 3 | 7 | 13 | 57.2 | 33.98 | 59 | 33.08 | 64.94 | 14 | 1.1 | 15 | 0.6 | 18.3
1574 | 3 | 7 | 14 | 59 | 36.86 | 60.08 | 33.98 | 66.92 | 15 | 2.7 | 15.6 | 1.1 | 19.4
1575 | 3 | 7 | 15 | 60.8 | 36.86 | 60.98 | 35.96 | 69.08 | 16 | 2.7 | 16.1 | 2.2 | 20.6
1576 | 3 | 7 | 16 | 59 | 37.94 | 62.06 | 35.06 | 71.06 | 15 | 3.3 | 16.7 | 1.7 | 21.7
1577 | 3 | 7 | 17 | 59 | 35.96 | 60.98 | 35.96 | 69.08 | 15 | 2.2 | 16.1 | 2.2 | 20.6
1578 | 3 | 7 | 18 | 53.6 | 33.98 | 60.08 | 33.98 | 64.94 | 12 | 1.1 | 15.6 | 1.1 | 18.3
1579 | 3 | 7 | 19 | 50.9 | 29.84 | 59 | 33.98 | 59 | 10.5 | -1.2 | 15 | 1.1 | 15
1580 | 3 | 7 | 20 | 50 | 26.96 | 57.92 | 33.98 | 55.94 | 10 | -2.8 | 14.4 | 1.1 | 13.3
1581 | 3 | 7 | 21 | 42.8 | 25.88 | 53.96 | 33.08 | 53.96 | 6 | -3.4 | 12.2 | 0.6 | 12.2
1582 | 3 | 7 | 22 | 42.8 | 23 | 53.96 | 33.08 | 48.02 | 6 | -5 | 12.2 | 0.6 | 8.9
1583 | 3 | 7 | 23 | 42.8 | 21.92 | 53.96 | 33.08 | 44.06 | 6 | -5.6 | 12.2 | 0.6 | 6.7
1584 | 3 | 7 | 24 | 42.8 | 20.84 | 53.96 | 33.08 | 44.96 | 6 | -6.2 | 12.2 | 0.6 | 7.2
1585 | 3 | 8 | 1 | 41 | 19.94 | 51.08 | 33.08 | 44.96 | 5 | -6.7 | 10.6 | 0.6 | 7.2
1586 | 3 | 8 | 2 | 42.8 | 19.94 | 51.08 | 30.92 | 42.08 | 6 | -6.7 | 10.6 | -0.6 | 5.6
1587 | 3 | 8 | 3 | 42.8 | 18.86 | 51.08 | 30.92 | 39.92 | 6 | -7.3 | 10.6 | -0.6 | 4.4
1588 | 3 | 8 | 4 | 42.8 | 18.86 | 51.08 | 32 | 39.92 | 6 | -7.3 | 10.6 | 0 | 4.4
1589 | 3 | 8 | 5 | 44.6 | 16.88 | 51.98 | 30.92 | 41 | 7 | -8.4 | 11.1 | -0.6 | 5
1590 | 3 | 8 | 6 | 46.4 | 16.88 | 55.04 | 30.92 | 33.98 | 8 | -8.4 | 12.8 | -0.6 | 1.1
1591 | 3 | 8 | 7 | 48.2 | 17.96 | 55.94 | 30.02 | 35.96 | 9 | -7.8 | 13.3 | -1.1 | 2.2
1592 | 3 | 8 | 8 | 50 | 22.82 | 55.04 | 33.98 | 48.02 | 10 | -5.1 | 12.8 | 1.1 | 8.9
1593 | 3 | 8 | 9 | 53.6 | 27.68 | 55.94 | 37.94 | 51.98 | 12 | -2.4 | 13.3 | 3.3 | 11.1
1594 | 3 | 8 | 10 | 55.4 | 32.72 | 59 | 41 | 57.02 | 13 | 0.4 | 15 | 5 | 13.9
1595 | 3 | 8 | 11 | 57.2 | 36.86 | 62.06 | 42.98 | 60.08 | 14 | 2.7 | 16.7 | 6.1 | 15.6
1596 | 3 | 8 | 12 | 59 | 41 | 64.94 | 44.96 | 64.04 | 15 | 5 | 18.3 | 7.2 | 17.8
1597 | 3 | 8 | 13 | 62.6 | 44.96 | 66.02 | 44.96 | 68 | 17 | 7.2 | 18.9 | 7.2 | 20
1598 | 3 | 8 | 14 | 62.6 | 52.88 | 69.08 | 46.94 | 73.04 | 17 | 11.6 | 20.6 | 8.3 | 22.8
1599 | 3 | 8 | 15 | 62.6 | 56.84 | 69.98 | 48.02 | 71.96 | 17 | 13.8 | 21.1 | 8.9 | 22.2
1600 | 3 | 8 | 16 | 60.8 | 55.94 | 69.98 | 48.02 | 73.04 | 16 | 13.3 | 21.1 | 8.9 | 22.8
1601 | 3 | 8 | 17 | 59 | 52.88 | 69.08 | 48.02 | 71.96 | 15 | 11.6 | 20.6 | 8.9 | 22.2
1602 | 3 | 8 | 18 | 55.4 | 47.84 | 66.02 | 44.96 | 68 | 13 | 8.8 | 18.9 | 7.2 | 20
1603 | 3 | 8 | 19 | 50 | 42.98 | 60.08 | 39.02 | 62.96 | 10 | 6.1 | 15.6 | 3.9 | 17.2
1604 | 3 | 8 | 20 | 46.4 | 35.96 | 59 | 39.92 | 60.98 | 8 | 2.2 | 15 | 4.4 | 16.1
1605 | 3 | 8 | 21 | 48.2 | 35.96 | 55.04 | 33.98 | 57.02 | 9 | 2.2 | 12.8 | 1.1 | 13.9
1606 | 3 | 8 | 22 | 41 | 27.86 | 55.04 | 32 | 53.96 | 5 | -2.3 | 12.8 | 0 | 12.2
1607 | 3 | 8 | 23 | 41 | 25.88 | 51.98 | 32 | 44.96 | 5 | -3.4 | 11.1 | 0 | 7.2
1608 | 3 | 8 | 24 | 39.2 | 25.34 | 51.98 | 30.02 | 44.96 | 4 | -3.7 | 11.1 | -1.1 | 7.2
1609 | 3 | 9 | 1 | 39.2 | 24.08 | 48.02 | 30.02 | 41 | 4 | -4.4 | 8.9 | -1.1 | 5
1610 | 3 | 9 | 2 | 41 | 23.9 | 46.04 | 28.04 | 39.02 | 5 | -4.5 | 7.8 | -2.2 | 3.9
1611 | 3 | 9 | 3 | 37.4 | 23 | 46.04 | 28.04 | 35.96 | 3 | -5 | 7.8 | -2.2 | 2.2
1612 | 3 | 9 | 4 | 37.4 | 22.64 | 46.94 | 24.98 | 37.04 | 3 | -5.2 | 8.3 | -3.9 | 2.8
1613 | 3 | 9 | 5 | 39.2 | 23 | 46.94 | 24.98 | 37.94 | 4 | -5 | 8.3 | -3.9 | 3.3
1614 | 3 | 9 | 6 | 35.6 | 21.38 | 44.96 | 24.08 | 39.92 | 2 | -5.9 | 7.2 | -4.4 | 4.4
1615 | 3 | 9 | 7 | 35.6 | 21.92 | 46.04 | 24.98 | 39.92 | 2 | -5.6 | 7.8 | -3.9 | 4.4
1616 | 3 | 9 | 8 | 48.2 | 25.34 | 51.98 | 30.92 | 46.94 | 9 | -3.7 | 11.1 | -0.6 | 8.3
1617 | 3 | 9 | 9 | 53.6 | 28.04 | 57.92 | 35.06 | 51.08 | 12 | -2.2 | 14.4 | 1.7 | 10.6
1618 | 3 | 9 | 10 | 57.2 | 32.54 | 60.98 | 39.92 | 53.96 | 14 | 0.3 | 16.1 | 4.4 | 12.2
1619 | 3 | 9 | 11 | 57.2 | 39.02 | 64.04 | 44.06 | 57.92 | 14 | 3.9 | 17.8 | 6.7 | 14.4
1620 | 3 | 9 | 12 | 60.8 | 38.48 | 66.92 | 48.02 | 59 | 16 | 3.6 | 19.4 | 8.9 | 15
1621 | 3 | 9 | 13 | 60.8 | 42.98 | 69.98 | 57.02 | 60.98 | 16 | 6.1 | 21.1 | 13.9 | 16.1
1622 | 3 | 9 | 14 | 62.6 | 41.36 | 69.98 | 53.96 | 60.98 | 17 | 5.2 | 21.1 | 12.2 | 16.1
1623 | 3 | 9 | 15 | 62.6 | 41 | 71.06 | 55.04 | 62.06 | 17 | 5 | 21.7 | 12.8 | 16.7
1624 | 3 | 9 | 16 | 60.8 | 38.48 | 71.96 | 55.04 | 64.04 | 16 | 3.6 | 22.2 | 12.8 | 17.8
1625 | 3 | 9 | 17 | 60.8 | 30.02 | 71.06 | 53.96 | 62.06 | 16 | -1.1 | 21.7 | 12.2 | 16.7
1626 | 3 | 9 | 18 | 57.2 | 26.6 | 66.92 | 48.92 | 57.92 | 14 | -3 | 19.4 | 9.4 | 14.4
1627 | 3 | 9 | 19 | 57.2 | 22.28 | 66.02 | 42.08 | 53.96 | 14 | -5.4 | 18.9 | 5.6 | 12.2
1628 | 3 | 9 | 20 | 51.8 | 19.58 | 62.06 | 41 | 50 | 11 | -6.9 | 16.7 | 5 | 10
1629 | 3 | 9 | 21 | 51.8 | 17.96 | 60.98 | 39.02 | 46.04 | 11 | -7.8 | 16.1 | 3.9 | 7.8
1630 | 3 | 9 | 22 | 50 | 12.74 | 60.98 | 33.98 | 42.98 | 10 | -10.7 | 16.1 | 1.1 | 6.1
1631 | 3 | 9 | 23 | 48.2 | 12.92 | 60.98 | 33.08 | 39.92 | 9 | -10.6 | 16.1 | 0.6 | 4.4
1632 | 3 | 9 | 24 | 41 | 12.92 | 60.98 | 33.08 | 37.04 | 5 | -10.6 | 16.1 | 0.6 | 2.8
1633 | 3 | 10 | 1 | 42.8 | 14.9 | 60.98 | 28.94 | 35.06 | 6 | -9.5 | 16.1 | -1.7 | 1.7
1634 | 3 | 10 | 2 | 42.8 | 13.28 | 62.06 | 28.94 | 33.08 | 6 | -10.4 | 16.7 | -1.7 | 0.6
1635 | 3 | 10 | 3 | 44.6 | 17.06 | 64.04 | 26.06 | 32 | 7 | -8.3 | 17.8 | -3.3 | 0
1636 | 3 | 10 | 4 | 44.6 | 26.24 | 62.96 | 28.04 | 32 | 7 | -3.2 | 17.2 | -2.2 | 0
1637 | 3 | 10 | 5 | 44.6 | 19.22 | 64.04 | 28.04 | 30.02 | 7 | -7.1 | 17.8 | -2.2 | -1.1
1638 | 3 | 10 | 6 | 39.2 | 21.2 | 64.04 | 26.06 | 30.02 | 4 | -6 | 17.8 | -3.3 | -1.1
1639 | 3 | 10 | 7 | 41 | 21.2 | 64.04 | 26.96 | 30.92 | 5 | -6 | 17.8 | -2.8 | -0.6
1640 | 3 | 10 | 8 | 48.2 | 30.2 | 64.94 | 33.08 | 35.06 | 9 | -1 | 18.3 | 0.6 | 1.7
1641 | 3 | 10 | 9 | 53.6 | 44.6 | 68 | 39.02 | 39.92 | 12 | 7 | 20 | 3.9 | 4.4
1642 | 3 | 10 | 10 | 57.2 | 51.8 | 69.08 | 44.06 | 44.06 | 14 | 11 | 20.6 | 6.7 | 6.7
1643 | 3 | 10 | 11 | 57.2 | 59 | 73.04 | 51.08 | 46.94 | 14 | 15 | 22.8 | 10.6 | 8.3
1644 | 3 | 10 | 12 | 59.36 | 62.6 | 71.96 | 53.96 | 50 | 15.2 | 17 | 22.2 | 12.2 | 10
1645 | 3 | 10 | 13 | 60.8 | 62.6 | 73.94 | 59 | 53.06 | 16 | 17 | 23.3 | 15 | 11.7
1646 | 3 | 10 | 14 | 62.6 | 64.4 | 73.04 | 62.06 | 55.04 | 17 | 18 | 22.8 | 16.7 | 12.8
1647 | 3 | 10 | 15 | 62.6 | 62.6 | 73.94 | 60.98 | 55.94 | 17 | 17 | 23.3 | 16.1 | 13.3
1648 | 3 | 10 | 16 | 62.6 | 62.6 | 73.94 | 62.06 | 59 | 17 | 17 | 23.3 | 16.7 | 15
1649 | 3 | 10 | 17 | 59 | 60.8 | 73.04 | 60.08 | 57.02 | 15 | 16 | 22.8 | 15.6 | 13.9
1650 | 3 | 10 | 18 | 55.4 | 56.66 | 71.06 | 55.94 | 53.96 | 13 | 13.7 | 21.7 | 13.3 | 12.2
1651 | 3 | 10 | 19 | 50 | 51.62 | 69.08 | 51.98 | 48.02 | 10 | 10.9 | 20.6 | 11.1 | 8.9
1652 | 3 | 10 | 20 | 48.2 | 48.2 | 69.08 | 46.04 | 46.04 | 9 | 9 | 20.6 | 7.8 | 7.8
1653 | 3 | 10 | 21 | 48.2 | 44.6 | 68 | 39.92 | 42.98 | 9 | 7 | 20 | 4.4 | 6.1
1654 | 3 | 10 | 22 | 48.2 | 44.6 | 66.02 | 41 | 42.08 | 9 | 7 | 18.9 | 5 | 5.6
1655 | 3 | 10 | 23 | 46.4 | 42.8 | 66.92 | 39.02 | 35.06 | 8 | 6 | 19.4 | 3.9 | 1.7
1656 | 3 | 10 | 24 | 41 | 37.4 | 66.92 | 37.04 | 33.08 | 5 | 3 | 19.4 | 2.8 | 0.6
1657 | 3 | 11 | 1 | 48.2 | 37.4 | 66.92 | 37.94 | 33.98 | 9 | 3 | 19.4 | 3.3 | 1.1
1658 | 3 | 11 | 2 | 46.4 | 30.2 | 62.96 | 37.94 | 32 | 8 | -1 | 17.2 | 3.3 | 0
1659 | 3 | 11 | 3 | 46.4 | 30.2 | 64.94 | 37.94 | 32 | 8 | -1 | 18.3 | 3.3 | 0
1660 | 3 | 11 | 4 | 46.4 | 26.6 | 64.04 | 39.02 | 33.08 | 8 | -3 | 17.8 | 3.9 | 0.6
1661 | 3 | 11 | 5 | 39.2 | 26.6 | 62.06 | 37.94 | 33.08 | 4 | -3 | 16.7 | 3.3 | 0.6
1662 | 3 | 11 | 6 | 39.2 | 24.8 | 62.96 | 35.06 | 32 | 4 | -4 | 17.2 | 1.7 | 0
1663 | 3 | 11 | 7 | 42.8 | 26.6 | 64.04 | 37.04 | 30.02 | 6 | -3 | 17.8 | 2.8 | -1.1
1664 | 3 | 11 | 8 | 50 | 33.8 | 64.94 | 42.08 | 35.96 | 10 | 1 | 18.3 | 5.6 | 2.2
1665 | 3 | 11 | 9 | 55.4 | 44.6 | 66.02 | 46.94 | 42.08 | 13 | 7 | 18.9 | 8.3 | 5.6
1666 | 3 | 11 | 10 | 57.2 | 51.8 | 66.92 | 51.08 | 48.92 | 14 | 11 | 19.4 | 10.6 | 9.4
1667 | 3 | 11 | 11 | 57.2 | 53.6 | 68 | 57.02 | 51.98 | 14 | 12 | 20 | 13.9 | 11.1
1668 | 3 | 11 | 12 | 60.8 | 53.6 | 68 | 62.06 | 55.94 | 16 | 12 | 20 | 16.7 | 13.3
1669 | 3 | 11 | 13 | 62.6 | 53.6 | 69.08 | 60.98 | 59 | 17 | 12 | 20.6 | 16.1 | 15
1670 | 3 | 11 | 14 | 64.4 | 51.8 | 66.02 | 62.96 | 64.04 | 18 | 11 | 18.9 | 17.2 | 17.8
1671 | 3 | 11 | 15 | 64.4 | 51.8 | 66.02 | 62.06 | 64.94 | 18 | 11 | 18.9 | 16.7 | 18.3
1672 | 3 | 11 | 16 | 66.2 | 48.2 | 62.96 | 62.96 | 64.94 | 19 | 9 | 17.2 | 17.2 | 18.3
1673 | 3 | 11 | 17 | 62.6 | 42.8 | 60.98 | 62.06 | 64.94 | 17 | 6 | 16.1 | 16.7 | 18.3
1674 | 3 | 11 | 18 | 59 | 37.4 | 60.08 | 55.04 | 60.08 | 15 | 3 | 15.6 | 12.8 | 15.6
1675 | 3 | 11 | 19 | 57.2 | 30.2 | 57.92 | 51.08 | 50 | 14 | -1 | 14.4 | 10.6 | 10
1676 | 3 | 11 | 20 | 55.4 | 23 | 57.92 | 46.94 | 44.06 | 13 | -5 | 14.4 | 8.3 | 6.7
1677 | 3 | 11 | 21 | 51.8 | 24.26 | 57.92 | 44.96 | 46.94 | 11 | -4.3 | 14.4 | 7.2 | 8.3
1678 | 3 | 11 | 22 | 46.4 | 21.74 | 57.92 | 42.08 | 46.94 | 8 | -5.7 | 14.4 | 5.6 | 8.3
1679 | 3 | 11 | 23 | 46.4 | 24.8 | 55.94 | 37.94 | 35.96 | 8 | -4 | 13.3 | 3.3 | 2.2
1680 | 3 | 11 | 24 | 46.4 | 22.46 | 57.02 | 35.96 | 39.92 | 8 | -5.3 | 13.9 | 2.2 | 4.4
1681 | 3 | 12 | 1 | 46.4 | 18.14 | 55.94 | 35.06 | 39.02 | 8 | -7.7 | 13.3 | 1.7 | 3.9
1682 | 3 | 12 | 2 | 44.6 | 19.4 | 55.04 | 33.08 | 37.04 | 7 | -7 | 12.8 | 0.6 | 2.8
1683 | 3 | 12 | 3 | 44.6 | 18.86 | 55.04 | 30.92 | 37.04 | 7 | -7.3 | 12.8 | -0.6 | 2.8
1684 | 3 | 12 | 4 | 42.8 | 19.94 | 53.06 | 32 | 37.94 | 6 | -6.7 | 11.7 | 0 | 3.3
1685 | 3 | 12 | 5 | 44.6 | 17.6 | 53.06 | 30.92 | 33.08 | 7 | -8 | 11.7 | -0.6 | 0.6
1686 | 3 | 12 | 6 | 46.4 | 17.06 | 51.98 | 30.02 | 33.08 | 8 | -8.3 | 11.1 | -1.1 | 0.6
1687 | 3 | 12 | 7 | 48.2 | 19.94 | 51.08 | 30.02 | 30.02 | 9 | -6.7 | 10.6 | -1.1 | -1.1
1688 | 3 | 12 | 8 | 51.8 | 28.4 | 53.96 | 39.02 | 39.92 | 11 | -2 | 12.2 | 3.9 | 4.4
1689 | 3 | 12 | 9 | 57.2 | 37.4 | 59 | 46.04 | 44.96 | 14 | 3 | 15 | 7.8 | 7.2
1690 | 3 | 12 | 10 | 59 | 42.8 | 60.98 | 50 | 51.98 | 15 | 6 | 16.1 | 10 | 11.1
1691 | 3 | 12 | 11 | 60.8 | 50 | 62.96 | 55.94 | 55.04 | 16 | 10 | 17.2 | 13.3 | 12.8
1692 | 3 | 12 | 12 | 64.4 | 55.4 | 64.94 | 64.94 | 60.98 | 18 | 13 | 18.3 | 18.3 | 16.1
1693 | 3 | 12 | 13 | 66.2 | 60.8 | 66.92 | 62.06 | 62.06 | 19 | 16 | 19.4 | 16.7 | 16.7
1694 | 3 | 12 | 14 | 62.6 | 62.6 | 68 | 62.06 | 64.04 | 17 | 17 | 20 | 16.7 | 17.8
1695 | 3 | 12 | 15 | 64.4 | 66.2 | 69.08 | 60.08 | 68 | 18 | 19 | 20.6 | 15.6 | 20
1696 | 3 | 12 | 16 | 64.4 | 66.2 | 68 | 59 | 66.92 | 18 | 19 | 20 | 15 | 19.4
1697 | 3 | 12 | 17 | 64.4 | 66.2 | 68 | 57.02 | 69.08 | 18 | 19 | 20 | 13.9 | 20.6
1698 | 3 | 12 | 18 | 60.8 | 57.2 | 64.04 | 53.06 | 64.94 | 16 | 14 | 17.8 | 11.7 | 18.3
1699 | 3 | 12 | 19 | 53.6 | 51.8 | 62.96 | 50 | 57.92 | 12 | 11 | 17.2 | 10 | 14.4
1700 | 3 | 12 | 20 | 50 | 46.4 | 62.96 | 51.98 | 53.06 | 10 | 8 | 17.2 | 11.1 | 11.7
1701 | 3 | 12 | 21 | 44.6 | 42.8 | 60.08 | 51.08 | 50 | 7 | 6 | 15.6 | 10.6 | 10
1702 | 3 | 12 | 22 | 46.4 | 42.8 | 57.92 | 48.92 | 50 | 8 | 6 | 14.4 | 9.4 | 10
1703 | 3 | 12 | 23 | 44.6 | 42.8 | 55.94 | 46.04 | 44.06 | 7 | 6 | 13.3 | 7.8 | 6.7
1704 | 3 | 12 | 24 | 44.6 | 35.6 | 53.96 | 50 | 39.92 | 7 | 2 | 12.2 | 10 | 4.4
1705 | 3 | 13 | 1 | 44.6 | 35.6 | 55.04 | 48.02 | 33.08 | 7 | 2 | 12.8 | 8.9 | 0.6
1706 | 3 | 13 | 2 | 44.6 | 33.8 | 51.08 | 46.94 | 33.98 | 7 | 1 | 10.6 | 8.3 | 1.1
1707 | 3 | 13 | 3 | 46.4 | 32 | 50 | 44.06 | 33.98 | 8 | 0 | 10 | 6.7 | 1.1
1708 | 3 | 13 | 4 | 44.6 | 30.2 | 51.08 | 41 | 35.06 | 7 | -1 | 10.6 | 5 | 1.7
1709 | 3 | 13 | 5 | 42.8 | 35.6 | 51.08 | 46.04 | 37.04 | 6 | 2 | 10.6 | 7.8 | 2.8
1710 | 3 | 13 | 6 | 44.6 | 33.8 | 50 | 44.96 | 33.08 | 7 | 1 | 10 | 7.2 | 0.6
1711 | 3 | 13 | 7 | 46.4 | 35.6 | 51.98 | 44.06 | 37.04 | 8 | 2 | 11.1 | 6.7 | 2.8
1712 | 3 | 13 | 8 | 51.8 | 44.6 | 55.94 | 46.04 | 44.06 | 11 | 7 | 13.3 | 7.8 | 6.7
1713 | 3 | 13 | 9 | 57.2 | 55.4 | 59 | 48.92 | 48.02 | 14 | 13 | 15 | 9.4 | 8.9
1714 | 3 | 13 | 10 | 62.6 | 64.4 | 62.96 | 48.92 | 53.06 | 17 | 18 | 17.2 | 9.4 | 11.7
1715 | 3 | 13 | 11 | 66.2 | 62.6 | 66.02 | 51.08 | 57.92 | 19 | 17 | 18.9 | 10.6 | 14.4
1716 | 3 | 13 | 12 | 69.8 | 59 | 68 | 48.92 | 62.96 | 21 | 15 | 20 | 9.4 | 17.2
1717 | 3 | 13 | 13 | 71.6 | 59 | 69.08 | 48.02 | 66.02 | 22 | 15 | 20.6 | 8.9 | 18.9
1718 | 3 | 13 | 14 | 73.4 | 57.2 | 71.06 | 44.06 | 69.08 | 23 | 14 | 21.7 | 6.7 | 20.6
1719 | 3 | 13 | 15 | 73.4 | 55.4 | 71.96 | 46.04 | 71.06 | 23 | 13 | 22.2 | 7.8 | 21.7
1720 | 3 | 13 | 16 | 73.4 | 51.8 | 73.04 | 46.94 | 66.92 | 23 | 11 | 22.8 | 8.3 | 19.4
1721 | 3 | 13 | 17 | 71.6 | 48.2 | 73.04 | 46.94 | 68 | 22 | 9 | 22.8 | 8.3 | 20
1722 | 3 | 13 | 18 | 64.4 | 44.6 | 69.08 | 46.04 | 64.04 | 18 | 7 | 20.6 | 7.8 | 17.8
1723 | 3 | 13 | 19 | 57.2 | 42.8 | 66.92 | 44.96 | 62.06 | 14 | 6 | 19.4 | 7.2 | 16.7
1724 | 3 | 13 | 20 | 55.4 | 41 | 64.94 | 42.08 | 60.08 | 13 | 5 | 18.3 | 5.6 | 15.6
1725 | 3 | 13 | 21 | 51.8 | 41 | 62.06 | 37.94 | 53.06 | 11 | 5 | 16.7 | 3.3 | 11.7
1726 | 3 | 13 | 22 | 50 | 39.2 | 60.98 | 39.92 | 55.04 | 10 | 4 | 16.1 | 4.4 | 12.8
1727 | 3 | 13 | 23 | 51.8 | 39.2 | 60.98 | 37.04 | 53.96 | 11 | 4 | 16.1 | 2.8 | 12.2
1728 | 3 | 13 | 24 | 46.4 | 37.4 | 60.08 | 35.06 | 51.08 | 8 | 3 | 15.6 | 1.7 | 10.6
1729 | 3 | 14 | 1 | 48.2 | 33.8 | 57.92 | 32 | 48.02 | 9 | 1 | 14.4 | 0 | 8.9
1730 | 3 | 14 | 2 | 46.4 | 30.2 | 59 | 30.92 | 48.02 | 8 | -1 | 15 | -0.6 | 8.9
1731 | 3 | 14 | 3 | 46.4 | 26.6 | 57.92 | 30.92 | 44.96 | 8 | -3 | 14.4 | -0.6 | 7.2
1732 | 3 | 14 | 4 | 44.6 | 24.8 | 57.92 | 30.02 | 44.96 | 7 | -4 | 14.4 | -1.1 | 7.2
1733 | 3 | 14 | 5 | 48.2 | 23 | 57.92 | 30.02 | 42.98 | 9 | -5 | 14.4 | -1.1 | 6.1
1734 | 3 | 14 | 6 | 44.6 | 23 | 57.92 | 28.94 | 42.08 | 7 | -5 | 14.4 | -1.7 | 5.6
1735 | 3 | 14 | 7 | 48.2 | 24.8 | 57.92 | 30.92 | 41 | 9 | -4 | 14.4 | -0.6 | 5
1736 | 3 | 14 | 8 | 57.2 | 32 | 57.02 | 35.96 | 44.06 | 14 | 0 | 13.9 | 2.2 | 6.7
1737 | 3 | 14 | 9 | 64.4 | 37.4 | 59 | 42.08 | 46.94 | 18 | 3 | 15 | 5.6 | 8.3
1738 | 3 | 14 | 10 | 69.8 | 42.8 | 60.08 | 48.92 | 51.08 | 21 | 6 | 15.6 | 9.4 | 10.6
1739 | 3 | 14 | 11 | 69.8 | 46.4 | 62.96 | 53.06 | 55.94 | 21 | 8 | 17.2 | 11.7 | 13.3
1740 | 3 | 14 | 12 | 71.6 | 48.2 | 57.92 | 57.02 | 60.98 | 22 | 9 | 14.4 | 13.9 | 16.1
1741 | 3 | 14 | 13 | 75.2 | 51.8 | 59 | 60.98 | 62.06 | 24 | 11 | 15 | 16.1 | 16.7
1742 | 3 | 14 | 14 | 73.4 | 53.6 | 57.02 | 62.96 | 64.94 | 23 | 12 | 13.9 | 17.2 | 18.3
1743 | 3 | 14 | 15 | 73.4 | 55.4 | 59 | 62.96 | 62.06 | 23 | 13 | 15 | 17.2 | 16.7
1744 | 3 | 14 | 16 | 71.6 | 57.2 | 59 | 62.96 | 59 | 22 | 14 | 15 | 17.2 | 15
1745 | 3 | 14 | 17 | 69.8 | 54.14 | 59 | 62.06 | 50 | 21 | 12.3 | 15 | 16.7 | 10
1746 | 3 | 14 | 18 | 64.4 | 49.28 | 51.08 | 59 | 46.04 | 18 | 9.6 | 10.6 | 15 | 7.8
1747 | 3 | 14 | 19 | 60.8 | 44.42 | 51.08 | 53.96 | 46.04 | 16 | 6.9 | 10.6 | 12.2 | 7.8
1748 | 3 | 14 | 20 | 60.8 | 41.36 | 48.02 | 46.94 | 44.96 | 16 | 5.2 | 8.9 | 8.3 | 7.2
1749 | 3 | 14 | 21 | 55.4 | 47.3 | 48.02 | 44.96 | 46.04 | 13 | 8.5 | 8.9 | 7.2 | 7.8
1750 | 3 | 14 | 22 | 55.4 | 44.24 | 46.94 | 42.98 | 44.96 | 13 | 6.8 | 8.3 | 6.1 | 7.2
1751 | 3 | 14 | 23 | 53.6 | 37.76 | 48.02 | 39.92 | 42.08 | 12 | 3.2 | 8.9 | 4.4 | 5.6
1752 | 3 | 14 | 24 | 53.6 | 38.3 | 48.92 | 41 | 42.08 | 12 | 3.5 | 9.4 | 5 | 5.6
1753 | 3 | 15 | 1 | 51.8 | 35.24 | 50 | 35.96 | 41 | 11 | 1.8 | 10 | 2.2 | 5
1754 | 3 | 15 | 2 | 55.4 | 32.18 | 50 | 35.06 | 41 | 13 | 0.1 | 10 | 1.7 | 5
1755 | 3 | 15 | 3 | 55.4 | 30.92 | 48.92 | 35.96 | 37.94 | 13 | -0.6 | 9.4 | 2.2 | 3.3
1756 | 3 | 15 | 4 | 53.6 | 27.86 | 48.02 | 37.04 | 37.94 | 12 | -2.3 | 8.9 | 2.8 | 3.3
1757 | 3 | 15 | 5 | 51.8 | 26.6 | 46.94 | 35.96 | 33.98 | 11 | -3 | 8.3 | 2.2 | 1.1
1758 | 3 | 15 | 6 | 50 | 21.02 | 46.94 | 37.94 | 33.98 | 10 | -6.1 | 8.3 | 3.3 | 1.1
1759 | 3 | 15 | 7 | 50 | 20.84 | 46.94 | 37.94 | 35.06 | 10 | -6.2 | 8.3 | 3.3 | 1.7
1760 | 3 | 15 | 8 | 48.2 | 22.46 | 51.98 | 42.98 | 41 | 9 | -5.3 | 11.1 | 6.1 | 5
1761 | 3 | 15 | 9 | 57.2 | 25.88 | 53.06 | 48.92 | 44.96 | 14 | -3.4 | 11.7 | 9.4 | 7.2
1762 | 3 | 15 | 10 | 59 | 29.3 | 55.94 | 55.04 | 48.92 | 15 | -1.5 | 13.3 | 12.8 | 9.4
1763 | 3 | 15 | 11 | 60.8 | 30.92 | 57.92 | 57.92 | 51.98 | 16 | -0.6 | 14.4 | 14.4 | 11.1
1764 | 3 | 15 | 12 | 71.6 | 32.54 | 60.08 | 62.06 | 57.02 | 22 | 0.3 | 15.6 | 16.7 | 13.9
1765 | 3 | 15 | 13 | 68 | 36.14 | 62.06 | 64.94 | 59 | 20 | 2.3 | 16.7 | 18.3 | 15
1766 | 3 | 15 | 14 | 69.8 | 34.16 | 62.06 | 66.02 | 62.96 | 21 | 1.2 | 16.7 | 18.9 | 17.2
1767 | 3 | 15 | 15 | 68 | 37.58 | 62.96 | 66.92 | 64.04 | 20 | 3.1 | 17.2 | 19.4 | 17.8
1768 | 3 | 15 | 16 | 66.2 | 37.4 | 60.98 | 66.92 | 64.94 | 19 | 3 | 16.1 | 19.4 | 18.3
1769 | 3 | 15 | 17 | 62.6 | 33.62 | 60.08 | 62.96 | 66.02 | 17 | 0.9 | 15.6 | 17.2 | 18.9
1770 | 3 | 15 | 18 | 59 | 31.64 | 57.92 | 59 | 62.96 | 15 | -0.2 | 14.4 | 15 | 17.2
1771 | 3 | 15 | 19 | 53.6 | 27.86 | 57.92 | 57.92 | 55.94 | 12 | -2.3 | 14.4 | 14.4 | 13.3
1772 | 3 | 15 | 20 | 50 | 25.88 | 55.04 | 55.94 | 55.04 | 10 | -3.4 | 12.8 | 13.3 | 12.8
1773 | 3 | 15 | 21 | 55.4 | 22.1 | 55.04 | 51.98 | 51.08 | 13 | -5.5 | 12.8 | 11.1 | 10.6
1774 | 3 | 15 | 22 | 53.6 | 20.12 | 53.96 | 51.08 | 50 | 12 | -6.6 | 12.2 | 10.6 | 10
1775 | 3 | 15 | 23 | 51.8 | 19.94 | 51.98 | 46.94 | 46.94 | 11 | -6.7 | 11.1 | 8.3 | 8.3
1776 | 3 | 15 | 24 | 53.6 | 16.16 | 53.06 | 48.92 | 46.04 | 12 | -8.8 | 11.7 | 9.4 | 7.8
1777 | 3 | 16 | 1 | 50 | 14.18 | 51.98 | 48.92 | 44.96 | 10 | -9.9 | 11.1 | 9.4 | 7.2
1778 | 3 | 16 | 2 | 50 | 10.4 | 51.08 | 46.94 | 44.96 | 10 | -12 | 10.6 | 8.3 | 7.2
1779 | 3 | 16 | 3 | 50 | 10.22 | 50 | 44.96 | 39.92 | 10 | -12.1 | 10 | 7.2 | 4.4
1780 | 3 | 16 | 4 | 48.2 | 10.04 | 48.92 | 41 | 39.02 | 9 | -12.2 | 9.4 | 5 | 3.9
1781 | 3 | 16 | 5 | 46.4 | 11.66 | 46.94 | 37.94 | 37.04 | 8 | -11.3 | 8.3 | 3.3 | 2.8
1782 | 3 | 16 | 6 | 44.6 | 13.46 | 46.94 | 37.94 | 35.96 | 7 | -10.3 | 8.3 | 3.3 | 2.2
1783 | 3 | 16 | 7 | 44.6 | 13.28 | 48.02 | 39.92 | 37.94 | 7 | -10.4 | 8.9 | 4.4 | 3.3
1784 | 3 | 16 | 8 | 50 | 31.1 | 51.08 | 48.92 | 41 | 10 | -0.5 | 10.6 | 9.4 | 5
1785 | 3 | 16 | 9 | 51.8 | 32.72 | 53.06 | 53.96 | 44.96 | 11 | 0.4 | 11.7 | 12.2 | 7.2
1786 | 3 | 16 | 10 | 55.4 | 34.34 | 55.04 | 51.08 | 48.92 | 13 | 1.3 | 12.8 | 10.6 | 9.4
1787 | 3 | 16 | 11 | 59 | 35.96 | 57.02 | 50 | 57.02 | 15 | 2.2 | 13.9 | 10 | 13.9
1788 | 3 | 16 | 12 | 60.8 | 39.38 | 59 | 53.96 | 62.06 | 16 | 4.1 | 15 | 12.2 | 16.7
1789 | 3 | 16 | 13 | 60.8 | 41 | 57.02 | 53.96 | 68 | 16 | 5 | 13.9 | 12.2 | 20
1790 | 3 | 16 | 14 | 60.8 | 41 | 57.92 | 57.02 | 69.08 | 16 | 5 | 14.4 | 13.9 | 20.6
1791 | 3 | 16 | 15 | 60.8 | 41 | 55.94 | 55.94 | 68 | 16 | 5 | 13.3 | 13.3 | 20
1792 | 3 | 16 | 16 | 62.6 | 41 | 50 | 59 | 64.94 | 17 | 5 | 10 | 15 | 18.3
1793 | 3 | 16 | 17 | 60.8 | 39.2 | 48.92 | 57.02 | 64.94 | 16 | 4 | 9.4 | 13.9 | 18.3
1794 | 3 | 16 | 18 | 57.2 | 33.8 | 48.02 | 55.04 | 64.04 | 14 | 1 | 8.9 | 12.8 | 17.8
1795 | 3 | 16 | 19 | 51.8 | 26.6 | 48.02 | 51.08 | 60.98 | 11 | -3 | 8.9 | 10.6 | 16.1
1796 | 3 | 16 | 20 | 51.8 | 23 | 46.94 | 50 | 57.02 | 11 | -5 | 8.3 | 10 | 13.9
1797 | 3 | 16 | 21 | 50 | 23 | 46.94 | 46.04 | 59 | 10 | -5 | 8.3 | 7.8 | 15
1798 | 3 | 16 | 22 | 50 | 17.6 | 46.04 | 42.98 | 50 | 10 | -8 | 7.8 | 6.1 | 10
1799 | 3 | 16 | 23 | 48.2 | 15.8 | 44.96 | 37.94 | 48.92 | 9 | -9 | 7.2 | 3.3 | 9.4
1800 | 3 | 16 | 24 | 48.2 | 14 | 44.06 | 41 | 48.02 | 9 | -10 | 6.7 | 5 | 8.9
1801 | 3 | 17 | 1 | 46.4 | 8.6 | 42.08 | 35.06 | 46.94 | 8 | -13 | 5.6 | 1.7 | 8.3
1802 | 3 | 17 | 2 | 44.6 | 8.6 | 42.08 | 32 | 46.94 | 7 | -13 | 5.6 | 0 | 8.3
1803 | 3 | 17 | 3 | 44.6 | 5 | 44.06 | 33.08 | 46.04 | 7 | -15 | 6.7 | 0.6 | 7.8
1804 | 3 | 17 | 4 | 44.6 | 5 | 42.98 | 30.02 | 44.96 | 7 | -15 | 6.1 | -1.1 | 7.2
1805 | 3 | 17 | 5 | 44.6 | 3.2 | 44.06 | 28.94 | 44.96 | 7 | -16 | 6.7 | -1.7 | 7.2
1806 | 3 | 17 | 6 | 42.8 | 4.82 | 44.06 | 30.02 | 42.98 | 6 | -15.1 | 6.7 | -1.1 | 6.1
1807 | 3 | 17 | 7 | 42.8 | 8.96 | 46.04 | 30.92 | 42.08 | 6 | -12.8 | 7.8 | -0.6 | 5.6
1808 | 3 | 17 | 8 | 42.8 | 15.8 | 48.02 | 39.02 | 44.96 | 6 | -9 | 8.9 | 3.9 | 7.2
1809 | 3 | 17 | 9 | 44.6 | 24.8 | 51.08 | 44.96 | 51.98 | 7 | -4 | 10.6 | 7.2 | 11.1
1810 | 3 | 17 | 10 | 42.8 | 33.8 | 51.98 | 48.92 | 57.02 | 6 | 1 | 11.1 | 9.4 | 13.9
1811 | 3 | 17 | 11 | 44.6 | 39.2 | 53.96 | 51.08 | 60.98 | 7 | 4 | 12.2 | 10.6 | 16.1
1812 | 3 | 17 | 12 | 44.6 | 44.6 | 55.94 | 57.02 | 64.04 | 7 | 7 | 13.3 | 13.9 | 17.8
1813 | 3 | 17 | 13 | 46.4 | 44.6 | 57.92 | 59 | 62.96 | 8 | 7 | 14.4 | 15 | 17.2
1814 | 3 | 17 | 14 | 48.2 | 46.4 | 55.94 | 60.08 | 60.98 | 9 | 8 | 13.3 | 15.6 | 16.1
1815 | 3 | 17 | 15 | 46.4 | 48.2 | 57.92 | 59 | 60.98 | 8 | 9 | 14.4 | 15 | 16.1
1816 | 3 | 17 | 16 | 41 | 48.2 | 57.92 | 57.92 | 46.94 | 5 | 9 | 14.4 | 14.4 | 8.3
1817 | 3 | 17 | 17 | 39.2 | 48.2 | 57.92 | 55.04 | 48.02 | 4 | 9 | 14.4 | 12.8 | 8.9
1818 | 3 | 17 | 18 | 37.4 | 41 | 55.94 | 51.08 | 44.06 | 3 | 5 | 13.3 | 10.6 | 6.7
1819 | 3 | 17 | 19 | 39.2 | 37.4 | 53.06 | 46.94 | 42.98 | 4 | 3 | 11.7 | 8.3 | 6.1
1820 | 3 | 17 | 20 | 37.4 | 33.8 | 51.98 | 44.06 | 37.94 | 3 | 1 | 11.1 | 6.7 | 3.3
1821 | 3 | 17 | 21 | 37.4 | 33.8 | 51.08 | 39.92 | 37.94 | 3 | 1 | 10.6 | 4.4 | 3.3
1822 | 3 | 17 | 22 | 34.52 | 24.8 | 46.04 | 37.94 | 35.96 | 1.4 | -4 | 7.8 | 3.3 | 2.2
1823 | 3 | 17 | 23 | 32 | 24.8 | 44.96 | 35.06 | 35.96 | 0 | -4 | 7.2 | 1.7 | 2.2
1824 | 3 | 17 | 24 | 32 | 24.8 | 44.06 | 32 | 37.04 | 0 | -4 | 6.7 | 0 | 2.8
1825 | 3 | 18 | 1 | 32.54 | 23 | 42.08 | 32 | 35.06 | 0.3 | -5 | 5.6 | 0 | 1.7
1826 | 3 | 18 | 2 | 33.26 | 21.2 | 42.08 | 28.94 | 35.06 | 0.7 | -6 | 5.6 | -1.7 | 1.7
1827 | 3 | 18 | 3 | 32 | 19.4 | 42.08 | 28.04 | 35.06 | 0 | -7 | 5.6 | -2.2 | 1.7
1828 | 3 | 18 | 4 | 32.54 | 15.8 | 42.08 | 26.96 | 33.98 | 0.3 | -9 | 5.6 | -2.8 | 1.1
1829 | 3 | 18 | 5 | 31.46 | 12.2 | 41 | 26.06 | 33.98 | -0.3 | -11 | 5 | -3.3 | 1.1
1830 | 3 | 18 | 6 | 32 | 8.6 | 42.08 | 24.98 | 33.08 | 0 | -13 | 5.6 | -3.9 | 0.6
1831 | 3 | 18 | 7 | 30.74 | 12.2 | 42.08 | 28.04 | 33.98 | -0.7 | -11 | 5.6 | -2.2 | 1.1
1832 | 3 | 18 | 8 | 31.46 | 15.8 | 42.98 | 35.96 | 37.94 | -0.3 | -9 | 6.1 | 2.2 | 3.3
1833 | 3 | 18 | 9 | 32 | 21.2 | 44.96 | 42.08 | 42.08 | 0 | -6 | 7.2 | 5.6 | 5.6
1834 | 3 | 18 | 10 | 32 | 26.6 | 46.94 | 46.94 | 44.06 | 0 | -3 | 8.3 | 8.3 | 6.7
1835 | 3 | 18 | 11 | 31.28 | 32 | 48.92 | 51.08 | 48.02 | -0.4 | 0 | 9.4 | 10.6 | 8.9
1836 | 3 | 18 | 12 | 32.54 | 35.96 | 51.98 | 51.98 | 51.98 | 0.3 | 2.2 | 11.1 | 11.1 | 11.1
1837 | 3 | 18 | 13 | 31.82 | 39.92 | 53.06 | 55.04 | 53.96 | -0.1 | 4.4 | 11.7 | 12.8 | 12.2
1838 | 3 | 18 | 14 | 33.08 | 42.08 | 55.04 | 55.94 | 57.02 | 0.6 | 5.6 | 12.8 | 13.3 | 13.9
1839 | 3 | 18 | 15 | 32.36 | 44.96 | 53.96 | 57.02 | 55.04 | 0.2 | 7.2 | 12.2 | 13.9 | 12.8
1840 | 3 | 18 | 16 | 33.44 | 45.86 | 51.98 | 57.92 | 55.04 | 0.8 | 7.7 | 11.1 | 14.4 | 12.8
1841 | 3 | 18 | 17 | 32.9 | 45.68 | 50 | 57.02 | 55.94 | 0.5 | 7.6 | 10 | 13.9 | 13.3
1842 | 3 | 18 | 18 | 28.58 | 43.52 | 48.92 | 53.06 | 51.08 | -1.9 | 6.4 | 9.4 | 11.7 | 10.6
1843 | 3 | 18 | 19 | 20.84 | 39.2 | 48.02 | 48.92 | 48.02 | -6.2 | 4 | 8.9 | 9.4 | 8.9
1844 | 3 | 18 | 20 | 18.32 | 36.14 | 46.94 | 48.02 | 46.04 | -7.6 | 2.3 | 8.3 | 8.9 | 7.8
1845 | 3 | 18 | 21 | 17.6 | 35.06 | 46.04 | 42.98 | 44.06 | -8 | 1.7 | 7.8 | 6.1 | 6.7
1846 | 3 | 18 | 22 | 13.46 | 35.96 | 46.04 | 39.02 | 42.98 | -10.3 | 2.2 | 7.8 | 3.9 | 6.1
1847 | 3 | 18 | 23 | 16.34 | 36.86 | 44.06 | 35.96 | 44.06 | -8.7 | 2.7 | 6.7 | 2.2 | 6.7
1848 | 3 | 18 | 24 | 15.8 | 33.62 | 42.98 | 33.98 | 42.98 | -9 | 0.9 | 6.1 | 1.1 | 6.1
1849 | 3 | 19 | 1 | 16.88 | 28.4 | 42.98 | 33.08 | 44.06 | -8.4 | -2 | 6.1 | 0.6 | 6.7
1850 | 3 | 19 | 2 | 16.16 | 26.24 | 42.08 | 28.04 | 42.98 | -8.8 | -3.2 | 5.6 | -2.2 | 6.1
1851 | 3 | 19 | 3 | 15.62 | 24.26 | 41 | 28.94 | 42.08 | -9.1 | -4.3 | 5 | -1.7 | 5.6
1852 | 3 | 19 | 4 | 16.7 | 23.9 | 39.92 | 26.96 | 39.92 | -8.5 | -4.5 | 4.4 | -2.8 | 4.4
1853 | 3 | 19 | 5 | 14.36 | 23.54 | 37.04 | 26.96 | 39.02 | -9.8 | -4.7 | 2.8 | -2.8 | 3.9
1854 | 3 | 19 | 6 | 8.24 | 23.36 | 41 | 28.04 | 37.04 | -13.2 | -4.8 | 5 | -2.2 | 2.8
1855 | 3 | 19 | 7 | 3.92 | 26.6 | 39.92 | 30.02 | 37.94 | -15.6 | -3 | 4.4 | -1.1 | 3.3
1856 | 3 | 19 | 8 | 8.78 | 29.84 | 42.98 | 37.94 | 39.92 | -12.9 | -1.2 | 6.1 | 3.3 | 4.4
1857 | 3 | 19 | 9 | 8.06 | 35.06 | 46.94 | 44.96 | 46.04 | -13.3 | 1.7 | 8.3 | 7.2 | 7.8
1858 | 3 | 19 | 10 | 21.92 | 38.3 | 48.92 | 50 | 48.92 | -5.6 | 3.5 | 9.4 | 10 | 9.4
1859 | 3 | 19 | 11 | 30.2 | 45.14 | 51.98 | 55.94 | 51.98 | -1 | 7.3 | 11.1 | 13.3 | 11.1
1860 | 3 | 19 | 12 | 30.2 | 53.96 | 53.96 | 59 | 55.04 | -1 | 12.2 | 12.2 | 15 | 12.8
1861 | 3 | 19 | 13 | 32 | 57.2 | 55.04 | 60.98 | 57.92 | 0 | 14 | 12.8 | 16.1 | 14.4
1862 | 3 | 19 | 14 | 32 | 60.8 | 55.04 | 64.04 | 59 | 0 | 16 | 12.8 | 17.8 | 15
1863 | 3 | 19 | 15 | 32 | 62.6 | 55.04 | 64.94 | 59 | 0 | 17 | 12.8 | 18.3 | 15
1864 | 3 | 19 | 16 | 32 | 62.6 | 55.04 | 64.94 | 60.08 | 0 | 17 | 12.8 | 18.3 | 15.6
1865 | 3 | 19 | 17 | 33.08 | 60.8 | 53.06 | 64.04 | 57.02 | 0.6 | 16 | 11.7 | 17.8 | 13.9
1866 | 3 | 19 | 18 | 31.64 | 57.2 | 51.08 | 60.98 | 55.04 | -0.2 | 14 | 10.6 | 16.1 | 12.8
1867 | 3 | 19 | 19 | 30.56 | 51.8 | 50 | 55.94 | 51.08 | -0.8 | 11 | 10 | 13.3 | 10.6
1868 | 3 | 19 | 20 | 31.1 | 51.8 | 50 | 53.06 | 50 | -0.5 | 11 | 10 | 11.7 | 10
1869 | 3 | 19 | 21 | 32 | 46.4 | 46.94 | 46.04 | 50 | 0 | 8 | 8.3 | 7.8 | 10
1870 | 3 | 19 | 22 | 32 | 44.6 | 44.06 | 44.96 | 48.92 | 0 | 7 | 6.7 | 7.2 | 9.4
1871 | 3 | 19 | 23 | 32 | 42.8 | 42.08 | 42.08 | 48.92 | 0 | 6 | 5.6 | 5.6 | 9.4
1872 | 3 | 19 | 24 | 33.8 | 42.8 | 41 | 37.94 | 50 | 1 | 6 | 5 | 3.3 | 10
1873 | 3 | 20 | 1 | 30.2 | 41 | 39.02 | 35.96 | 57.02 | -1 | 5 | 3.9 | 2.2 | 13.9
1874 | 3 | 20 | 2 | 24.8 | 44.6 | 39.02 | 35.96 | 50 | -4 | 7 | 3.9 | 2.2 | 10
1875 | 3 | 20 | 3 | 28.4 | 35.6 | 35.96 | 33.08 | 53.06 | -2 | 2 | 2.2 | 0.6 | 11.7
1876 | 3 | 20 | 4 | 33.8 | 33.8 | 35.96 | 32 | 48.92 | 1 | 1 | 2.2 | 0 | 9.4
1877 | 3 | 20 | 5 | 32 | 33.8 | 37.04 | 32 | 46.94 | 0 | 1 | 2.8 | 0 | 8.3
1878 | 3 | 20 | 6 | 32 | 30.74 | 37.04 | 33.08 | 46.04 | 0 | -0.7 | 2.8 | 0.6 | 7.8
1879 | 3 | 20 | 7 | 32 | 30.2 | 39.02 | 33.98 | 46.94 | 0 | -1 | 3.9 | 1.1 | 8.3
1880 | 3 | 20 | 8 | 33.8 | 30.2 | 44.96 | 42.08 | 44.96 | 1 | -1 | 7.2 | 5.6 | 7.2
1881 | 3 | 20 | 9 | 35.6 | 30.2 | 46.94 | 48.02 | 48.02 | 2 | -1 | 8.3 | 8.9 | 8.9
1882 | 3 | 20 | 10 | 39.2 | 30.2 | 50 | 53.96 | 51.98 | 4 | -1 | 10 | 12.2 | 11.1
1883 | 3 | 20 | 11 | 37.4 | 32 | 53.06 | 60.08 | 55.94 | 3 | 0 | 11.7 | 15.6 | 13.3
1884 | 3 | 20 | 12 | 39.2 | 30.2 | 55.04 | 62.96 | 60.08 | 4 | -1 | 12.8 | 17.2 | 15.6
1885 | 3 | 20 | 13 | 37.4 | 32 | 55.94 | 64.04 | 64.04 | 3 | 0 | 13.3 | 17.8 | 17.8
1886 | 3 | 20 | 14 | 35.6 | 32 | 57.02 | 64.94 | 64.94 | 2 | 0 | 13.9 | 18.3 | 18.3
1887 | 3 | 20 | 15 | 35.6 | 32 | 57.92 | 66.92 | 59 | 2 | 0 | 14.4 | 19.4 | 15
1888 | 3 | 20 | 16 | 33.8 | 32 | 55.94 | 64.94 | 55.94 | 1 | 0 | 13.3 | 18.3 | 13.3
1889 | 3 | 20 | 17 | 33.8 | 30.2 | 55.94 | 62.06 | 51.08 | 1 | -1 | 13.3 | 16.7 | 10.6
1890 | 3 | 20 | 18 | 32 | 29.3 | 53.06 | 57.92 | 48.92 | 0 | -1.5 | 11.7 | 14.4 | 9.4
1891 | 3 | 20 | 19 | 33.8 | 27.5 | 51.98 | 55.04 | 50 | 1 | -2.5 | 11.1 | 12.8 | 10
1892 | 3 | 20 | 20 | 35.6 | 27.32 | 51.08 | 53.06 | 48.92 | 2 | -2.6 | 10.6 | 11.7 | 9.4
1893 | 3 | 20 | 21 | 35.6 | 28.04 | 51.08 | 51.08 | 46.94 | 2 | -2.2 | 10.6 | 10.6 | 8.3
1894 | 3 | 20 | 22 | 35.6 | 28.4 | 50 | 42.98 | 46.94 | 2 | -2 | 10 | 6.1 | 8.3
1895 | 3 | 20 | 23 | 35.6 | 28.4 | 48.92 | 39.92 | 48.92 | 2 | -2 | 9.4 | 4.4 | 9.4
1896 | 3 | 20 | 24 | 33.8 | 28.4 | 48.02 | 39.02 | 48.92 | 1 | -2 | 8.9 | 3.9 | 9.4
1897 | 3 | 21 | 1 | 33.8 | 28.4 | 42.98 | 37.94 | 51.08 | 1 | -2 | 6.1 | 3.3 | 10.6
1898 | 3 | 21 | 2 | 32 | 28.4 | 42.08 | 37.94 | 51.98 | 0 | -2 | 5.6 | 3.3 | 11.1
1899 | 3 | 21 | 3 | 32 | 28.4 | 39.92 | 37.04 | 50 | 0 | -2 | 4.4 | 2.8 | 10
1900 | 3 | 21 | 4 | 32 | 28.4 | 37.04 | 33.98 | 48.02 | 0 | -2 | 2.8 | 1.1 | 8.9
1901 | 3 | 21 | 5 | 32 | 28.4 | 39.02 | 35.96 | 51.08 | 0 | -2 | 3.9 | 2.2 | 10.6
1902 | 3 | 21 | 6 | 32 | 28.4 | 37.04 | 37.04 | 51.08 | 0 | -2 | 2.8 | 2.8 | 10.6
1903 | 3 | 21 | 7 | 32 | 28.4 | 42.08 | 39.02 | 48.92 | 0 | -2 | 5.6 | 3.9 | 9.4
1904 | 3 | 21 | 8 | 33.08 | 28.4 | 46.04 | 39.92 | 53.96 | 0.6 | -2 | 7.8 | 4.4 | 12.2
1905 | 3 | 21 | 9 | 33.8 | 30.2 | 48.02 | 44.06 | 57.92 | 1 | -1 | 8.9 | 6.7 | 14.4
1906 | 3 | 21 | 10 | 39.2 | 30.2 | 51.08 | 50 | 57.92 | 4 | -1 | 10.6 | 10 | 14.4
1907 | 3 | 21 | 11 | 39.2 | 30.2 | 53.06 | 62.06 | 39.92 | 4 | -1 | 11.7 | 16.7 | 4.4
1908 | 3 | 21 | 12 | 41 | 30.2 | 55.94 | 60.98 | 41 | 5 | -1 | 13.3 | 16.1 | 5
1909 | 3 | 21 | 13 | 41 | 33.8 | 57.02 | 64.94 | 41 | 5 | 1 | 13.9 | 18.3 | 5
1910 | 3 | 21 | 14 | 41 | 35.6 | 57.92 | 66.02 | 48.02 | 5 | 2 | 14.4 | 18.9 | 8.9
1911 | 3 | 21 | 15 | 42.8 | 35.6 | 57.92 | 64.04 | 50 | 6 | 2 | 14.4 | 17.8 | 10
1912 | 3 | 21 | 16 | 42.26 | 35.6 | 57.92 | 60.98 | 51.08 | 5.7 | 2 | 14.4 | 16.1 | 10.6
1913 | 3 | 21 | 17 | 41 | 35.6 | 57.92 | 55.94 | 53.06 | 5 | 2 | 14.4 | 13.3 | 11.7
1914 | 3 | 21 | 18 | 39.2 | 35.6 | 55.04 | 53.06 | 50 | 4 | 2 | 12.8 | 11.7 | 10
1915 | 3 | 21 | 19 | 37.4 | 33.8 | 51.98 | 51.08 | 44.96 | 3 | 1 | 11.1 | 10.6 | 7.2
1916 | 3 | 21 | 20 | 35.6 | 30.2 | 53.06 | 48.92 | 48.92 | 2 | -1 | 11.7 | 9.4 | 9.4
1917 | 3 | 21 | 21 | 35.6 | 30.2 | 48.92 | 51.98 | 39.92 | 2 | -1 | 9.4 | 11.1 | 4.4
1918 | 3 | 21 | 22 | 33.8 | 28.4 | 46.04 | 51.08 | 39.02 | 1 | -2 | 7.8 | 10.6 | 3.9
1919 | 3 | 21 | 23 | 32 | 28.4 | 46.04 | 50 | 35.96 | 0 | -2 | 7.8 | 10 | 2.2
1920 | 3 | 21 | 24 | 32 | 26.6 | 42.98 | 50 | 37.04 | 0 | -3 | 6.1 | 10 | 2.8
1921 | 3 | 22 | 1 | 32 | 26.6 | 42.08 | 50 | 37.04 | 0 | -3 | 5.6 | 10 | 2.8
1922 | 3 | 22 | 2 | 30.2 | 24.8 | 42.08 | 51.08 | 37.04 | -1 | -4 | 5.6 | 10.6 | 2.8
1923 | 3 | 22 | 3 | 30.2 | 26.6 | 41 | 48.92 | 35.96 | -1 | -3 | 5 | 9.4 | 2.2
1924 | 3 | 22 | 4 | 28.4 | 26.6 | 39.92 | 50 | 35.96 | -2 | -3 | 4.4 | 10 | 2.2
1925 | 3 | 22 | 5 | 30.2 | 26.6 | 37.94 | 48.92 | 33.98 | -1 | -3 | 3.3 | 9.4 | 1.1
1926 | 3 | 22 | 6 | 28.4 | 26.6 | 39.02 | 51.98 | 35.06 | -2 | -3 | 3.9 | 11.1 | 1.7
1927 | 3 | 22 | 7 | 30.56 | 26.6 | 41 | 53.06 | 39.92 | -0.8 | -3 | 5 | 11.7 | 4.4
1928 | 3 | 22 | 8 | 35.6 | 30.2 | 46.94 | 51.98 | 39.92 | 2 | -1 | 8.3 | 11.1 | 4.4
1929 | 3 | 22 | 9 | 42.8 | 32 | 50 | 51.98 | 44.96 | 6 | 0 | 10 | 11.1 | 7.2
1930 | 3 | 22 | 10 | 44.6 | 34.52 | 55.04 | 51.98 | 48.92 | 7 | 1.4 | 12.8 | 11.1 | 9.4
1931 | 3 | 22 | 11 | 46.4 | 37.04 | 57.02 | 53.96 | 50 | 8 | 2.8 | 13.9 | 12.2 | 10
1932 | 3 | 22 | 12 | 44.6 | 41.36 | 59 | 55.94 | 51.98 | 7 | 5.2 | 15 | 13.3 | 11.1
1933 | 3 | 22 | 13 | 42.8 | 45.5 | 60.98 | 57.92 | 57.92 | 6 | 7.5 | 16.1 | 14.4 | 14.4
1934 | 3 | 22 | 14 | 42.8 | 49.82 | 62.06 | 59 | 55.94 | 6 | 9.9 | 16.7 | 15 | 13.3
1935 | 3 | 22 | 15 | 41 | 50.54 | 62.06 | 60.08 | 53.96 | 5 | 10.3 | 16.7 | 15.6 | 12.2
1936 | 3 | 22 | 16 | 42.8 | 51.26 | 62.96 | 60.08 | 51.98 | 6 | 10.7 | 17.2 | 15.6 | 11.1
1937 | 3 | 22 | 17 | 41 | 51.98 | 62.06 | 62.96 | 51.98 | 5 | 11.1 | 16.7 | 17.2 | 11.1
1938 | 3 | 22 | 18 | 41 | 52.7 | 59 | 60.08 | 50 | 5 | 11.5 | 15 | 15.6 | 10
1939 | 3 | 22 | 19 | 41 | 49.64 | 57.92 | 60.08 | 46.94 | 5 | 9.8 | 14.4 | 15.6 | 8.3
1940 | 3 | 22 | 20 | 41 | 50.36 | 55.94 | 60.08 | 46.04 | 5 | 10.2 | 13.3 | 15.6 | 7.8
1941 | 3 | 22 | 21 | 41 | 47.48 | 51.08 | 60.08 | 42.98 | 5 | 8.6 | 10.6 | 15.6 | 6.1
1942 | 3 | 22 | 22 | 39.2 | 48.2 | 48.92 | 60.08 | 42.98 | 4 | 9 | 9.4 | 15.6 | 6.1
1943 | 3 | 22 | 23 | 39.2 | 47.12 | 48.92 | 57.92 | 39.92 | 4 | 8.4 | 9.4 | 14.4 | 4.4
1944 | 3 | 22 | 24 | 39.2 | 47.12 | 48.02 | 60.98 | 37.94 | 4 | 8.4 | 8.9 | 16.1 | 3.3
1945 | 3 | 23 | 1 | 37.4 | 46.4 | 42.98 | 60.08 | 35.96 | 3 | 8 | 6.1 | 15.6 | 2.2
1946 | 3 | 23 | 2 | 37.4 | 44.78 | 42.08 | 59 | 30.92 | 3 | 7.1 | 5.6 | 15 | -0.6
1947 | 3 | 23 | 3 | 39.2 | 41.9 | 46.04 | 59 | 30.92 | 4 | 5.5 | 7.8 | 15 | -0.6
1948 | 3 | 23 | 4 | 37.4 | 38.3 | 42.98 | 57.92 | 33.98 | 3 | 3.5 | 6.1 | 14.4 | 1.1
1949 | 3 | 23 | 5 | 39.2 | 35.78 | 42.08 | 57.92 | 33.98 | 4 | 2.1 | 5.6 | 14.4 | 1.1
1950 | 3 | 23 | 6 | 39.2 | 33.98 | 39.02 | 57.02 | 35.96 | 4 | 1.1 | 3.9 | 13.9 | 2.2
1951 | 3 | 23 | 7 | 46.4 | 35.24 | 46.04 | 55.94 | 37.04 | 8 | 1.8 | 7.8 | 13.3 | 2.8
1952 | 3 | 23 | 8 | 44.6 | 40.64 | 51.08 | 60.98 | 44.06 | 7 | 4.8 | 10.6 | 16.1 | 6.7
1953 | 3 | 23 | 9 | 44.6 | 46.94 | 53.96 | 62.96 | 48.02 | 7 | 8.3 | 12.2 | 17.2 | 8.9
1954 | 3 | 23 | 10 | 46.4 | 53.24 | 57.02 | 64.04 | 51.08 | 8 | 11.8 | 13.9 | 17.8 | 10.6
1955 | 3 | 23 | 11 | 51.8 | 59.72 | 60.08 | 64.04 | 53.96 | 11 | 15.4 | 15.6 | 17.8 | 12.2
1956 | 3 | 23 | 12 | 50 | 63.86 | 62.96 | 62.96 | 59 | 10 | 17.7 | 17.2 | 17.2 | 15
1957 | 3 | 23 | 13 | 57.2 | 66.2 | 64.04 | 60.98 | 62.06 | 14 | 19 | 17.8 | 16.1 | 16.7
1958 | 3 | 23 | 14 | 53.6 | 71.42 | 64.94 | 55.94 | 62.96 | 12 | 21.9 | 18.3 | 13.3 | 17.2
1959 | 3 | 23 | 15 | 50 | 73.22 | 66.02 | 44.96 | 60.08 | 10 | 22.9 | 18.9 | 7.2 | 15.6
1960 | 3 | 23 | 16 | 50 | 75.02 | 66.02 | 46.04 | 60.98 | 10 | 23.9 | 18.9 | 7.8 | 16.1
1961 | 3 | 23 | 17 | 51.8 | 74.84 | 66.02 | 46.04 | 60.08 | 11 | 23.8 | 18.9 | 7.8 | 15.6
1962 | 3 | 23 | 18 | 48.2 | 71.24 | 62.96 | 46.04 | 53.96 | 9 | 21.8 | 17.2 | 7.8 | 12.2
1963 | 3 | 23 | 19 | 44.6 | 64.94 | 60.08 | 46.04 | 51.08 | 7 | 18.3 | 15.6 | 7.8 | 10.6
1964 | 3 | 23 | 20 | 46.4 | 60.44 | 57.92 | 46.04 | 48.02 | 8 | 15.8 | 14.4 | 7.8 | 8.9
1965 | 3 | 23 | 21 | 42.8 | 59.54 | 55.94 | 44.96 | 46.94 | 6 | 15.3 | 13.3 | 7.2 | 8.3
1966 | 3 | 23 | 22 | 42.8 | 57.74 | 51.98 | 44.96 | 44.96 | 6 | 14.3 | 11.1 | 7.2 | 7.2
1967 | 3 | 23 | 23 | 42.8 | 54.32 | 51.08 | 44.06 | 44.96 | 6 | 12.4 | 10.6 | 6.7 | 7.2
1968 | 3 | 23 | 24 | 41 | 50.54 | 48.02 | 44.06 | 42.98 | 5 | 10.3 | 8.9 | 6.7 | 6.1
1969 | 3 | 24 | 1 | 41 | 50.72 | 46.04 | 44.06 | 41 | 5 | 10.4 | 7.8 | 6.7 | 5
1970 | 3 | 24 | 2 | 37.4 | 52.52 | 46.04 | 44.06 | 39.92 | 3 | 11.4 | 7.8 | 6.7 | 4.4
1971 | 3 | 24 | 3 | 35.6 | 48.74 | 44.96 | 42.98 | 37.94 | 2 | 9.3 | 7.2 | 6.1 | 3.3
1972 | 3 | 24 | 4 | 35.6 | 52.52 | 44.06 | 42.98 | 35.96 | 2 | 11.4 | 6.7 | 6.1 | 2.2
1973 | 3 | 24 | 5 | 33.8 | 48.92 | 42.08 | 42.98 | 35.06 | 1 | 9.4 | 5.6 | 6.1 | 1.7
1974 | 3 | 24 | 6 | 31.64 | 48.92 | 41 | 42.08 | 30.02 | -0.2 | 9.4 | 5 | 5.6 | -1.1
1975 | 3 | 24 | 7 | 31.28 | 54.32 | 48.02 | 41 | 33.98 | -0.4 | 12.4 | 8.9 | 5 | 1.1
1976 | 3 | 24 | 8 | 33.8 | 59.72 | 53.06 | 42.08 | 41 | 1 | 15.4 | 11.7 | 5.6 | 5
1977 | 3 | 24 | 9 | 35.6 | 65.3 | 57.02 | 42.08 | 46.04 | 2 | 18.5 | 13.9 | 5.6 | 7.8
1978 | 3 | 24 | 10 | 33.8 | 66.38 | 60.08 | 44.06 | 48.92 | 1 | 19.1 | 15.6 | 6.7 | 9.4
1979 | 3 | 24 | 11 | 33.8 | 66.38 | 64.04 | 46.04 | 55.94 | 1 | 19.1 | 17.8 | 7.8 | 13.3
1980 | 3 | 24 | 12 | 33.8 | 71.6 | 66.92 | 48.92 | 62.96 | 1 | 22 | 19.4 | 9.4 | 17.2
1981 | 3 | 24 | 13 | 33.8 | 70.52 | 69.08 | 50 | 62.96 | 1 | 21.4 | 20.6 | 10 | 17.2
1982 | 3 | 24 | 14 | 32 | 70.52 | 69.98 | 55.04 | 64.94 | 0 | 21.4 | 21.1 | 12.8 | 18.3
1983 | 3 | 24 | 15 | 33.8 | 66.74 | 71.06 | 53.06 | 66.02 | 1 | 19.3 | 21.7 | 11.7 | 18.9
1984 | 3 | 24 | 16 | 33.8 | 66.74 | 69.08 | 53.06 | 64.94 | 1 | 19.3 | 20.6 | 11.7 | 18.3
1985 | 3 | 24 | 17 | 33.8 | 64.94 | 68 | 50 | 64.94 | 1 | 18.3 | 20 | 10 | 18.3
1986 | 3 | 24 | 18 | 32.9 | 62.42 | 66.02 | 48.02 | 60.98 | 0.5 | 16.9 | 18.9 | 8.9 | 16.1
1987 | 3 | 24 | 19 | 32 | 59 | 62.96 | 42.98 | 55.94 | 0 | 15 | 17.2 | 6.1 | 13.3
1988 | 3 | 24 | 20 | 32 | 56.12 | 60.98 | 42.08 | 51.98 | 0 | 13.4 | 16.1 | 5.6 | 11.1
1989 | 3 | 24 | 21 | 32 | 57.02 | 57.92 | 42.08 | 50 | 0 | 13.9 | 14.4 | 5.6 | 10
1990 | 3 | 24 | 22 | 32 | 56.12 | 55.04 | 42.08 | 48.02 | 0 | 13.4 | 12.8 | 5.6 | 8.9
1991 | 3 | 24 | 23 | 32 | 53.42 | 53.96 | 42.08 | 46.04 | 0 | 11.9 | 12.2 | 5.6 | 7.8
1992 | 3 | 24 | 24 | 32 | 51.62 | 55.04 | 41 | 44.06 | 0 | 10.9 | 12.8 | 5 | 6.7
1993 | 3 | 25 | 1 | 32 | 49.28 | 51.98 | 39.92 | 42.08 | 0 | 9.6 | 11.1 | 4.4 | 5.6
1994 | 3 | 25 | 2 | 32 | 47.84 | 50 | 41 | 37.94 | 0 | 8.8 | 10 | 5 | 3.3
1995 | 3 | 25 | 3 | 33.8 | 46.58 | 48.92 | 39.92 | 32 | 1 | 8.1 | 9.4 | 4.4 | 0
1996 | 3 | 25 | 4 | 32 | 44.78 | 48.92 | 39.92 | 33.98 | 0 | 7.1 | 9.4 | 4.4 | 1.1
1997 | 3 | 25 | 5 | 32 | 44.6 | 48.02 | 39.92 | 33.98 | 0 | 7 | 8.9 | 4.4 | 1.1
1998 | 3 | 25 | 6 | 30.2 | 44.24 | 48.02 | 41 | 30.92 | -1 | 6.8 | 8.9 | 5 | -0.6
1999 | 3 | 25 | 7 | 30.2 | 47.84 | 50 | 41 | 32 | -1 | 8.8 | 10 | 5 | 0
2000 | 3 | 25 | 8 | 32 | 54.68 | 55.94 | 42.98 | 44.06 | 0 | 12.6 | 13.3 | 6.1 | 6.7
2001 | 3 | 25 | 9 | 39.2 | 60.08 | 59 | 44.06 | 51.08 | 4 | 15.6 | 15 | 6.7 | 10.6
2002 | 3 | 25 | 10 | 39.2 | 61.34 | 62.96 | 44.96 | 53.96 | 4 | 16.3 | 17.2 | 7.2 | 12.2
2003 | 3 | 25 | 11 | 39.2 | 62.96 | 64.94 | 46.94 | 57.02 | 4 | 17.2 | 18.3 | 8.3 | 13.9
2004 | 3 | 25 | 12 | 39.2 | 71.78 | 68 | 48.92 | 62.96 | 4 | 22.1 | 20 | 9.4 | 17.2
2005 | 3 | 25 | 13 | 39.2 | 75.2 | 69.98 | 50 | 64.04 | 4 | 24 | 21.1 | 10 | 17.8
2006 | 3 | 25 | 14 | 41 | 76.46 | 71.06 | 51.98 | 68 | 5 | 24.7 | 21.7 | 11.1 | 20
2007 | 3 | 25 | 15 | 42.8 | 77.72 | 68 | 51.98 | 66.02 | 6 | 25.4 | 20 | 11.1 | 18.9
2008 | 3 | 25 | 16 | 42.8 | 77 | 71.06 | 51.98 | 66.92 | 6 | 25 | 21.7 | 11.1 | 19.4
2009 | 3 | 25 | 17 | 44.6 | 75.38 | 69.08 | 48.92 | 68 | 7 | 24.1 | 20.6 | 9.4 | 20
2010 | 3 | 25 | 18 | 44.6 | 71.96 | 66.92 | 44.06 | 64.04 | 7 | 22.2 | 19.4 | 6.7 | 17.8
2011 | 3 | 25 | 19 | 41 | 64.94 | 66.02 | 46.04 | 59 | 5 | 18.3 | 18.9 | 7.8 | 15
2012 | 3 | 25 | 20 | 39.2 | 66.92 | 64.04 | 46.04 | 53.96 | 4 | 19.4 | 17.8 | 7.8 | 12.2
2013 | 3 | 25 | 21 | 39.2 | 58.1 | 64.94 | 44.06 | 51.98 | 4 | 14.5 | 18.3 | 6.7 | 11.1
2014 | 3 | 25 | 22 | 39.2 | 58.28 | 64.04 | 44.96 | 51.08 | 4 | 14.6 | 17.8 | 7.2 | 10.6
2015 | 3 | 25 | 23 | 39.2 | 53.06 | 62.96 | 42.98 | 46.94 | 4 | 11.7 | 17.2 | 6.1 | 8.3
2016 | 3 | 25 | 24 | 39.2 | 49.64 | 57.92 | 42.08 | 46.94 | 4 | 9.8 | 14.4 | 5.6 | 8.3
2017 | 3 | 26 | 1 | 39.2 | 49.82 | 53.06 | 39.92 | 42.98 | 4 | 9.9 | 11.7 | 4.4 | 6.1
2018 | 3 | 26 | 2 | 39.2 | 48.38 | 51.98 | 39.02 | 37.04 | 4 | 9.1 | 11.1 | 3.9 | 2.8
2019 | 3 | 26 | 3 | 42.8 | 46.76 | 51.98 | 39.02 | 41 | 6 | 8.2 | 11.1 | 3.9 | 5
2020 | 3 | 26 | 4 | 42.8 | 43.34 | 51.98 | 35.96 | 33.98 | 6 | 6.3 | 11.1 | 2.2 | 1.1
2021 | 3 | 26 | 5 | 37.4 | 41.72 | 51.98 | 33.98 | 33.08 | 3 | 5.4 | 11.1 | 1.1 | 0.6
2022 | 3 | 26 | 6 | 37.4 | 41.54 | 51.08 | 33.08 | 33.98 | 3 | 5.3 | 10.6 | 0.6 | 1.1
2023 | 3 | 26 | 7 | 41 | 43.88 | 53.06 | 35.96 | 39.02 | 5 | 6.6 | 11.7 | 2.2 | 3.9
2024 | 3 | 26 | 8 | 51.8 | 49.46 | 55.94 | 42.08 | 46.04 | 11 | 9.7 | 13.3 | 5.6 | 7.8
2025 | 3 | 26 | 9 | 53.6 | 53.24 | 55.94 | 46.94 | 51.08 | 12 | 11.8 | 13.3 | 8.3 | 10.6
2026 | 3 | 26 | 10 | 55.58 | 60.62 | 60.08 | 48.92 | 57.92 | 13.1 | 15.9 | 15.6 | 9.4 | 14.4
2027 | 3 | 26 | 11 | 57.2 | 66.2 | 62.06 | 51.98 | 59 | 14 | 19 | 16.7 | 11.1 | 15
2028 | 3 | 26 | 12 | 50 | 64.94 | 64.94 | 55.04 | 64.04 | 10 | 18.3 | 18.3 | 12.8 | 17.8
2029 | 3 | 26 | 13 | 50 | 63.5 | 66.02 | 59 | 64.04 | 10 | 17.5 | 18.9 | 15 | 17.8
2030 | 3 | 26 | 14 | 55.4 | 60.26 | 66.92 | 55.94 | 68 | 13 | 15.7 | 19.4 | 13.3 | 20
2031 | 3 | 26 | 15 | 51.8 | 57.2 | 64.94 | 53.96 | 69.08 | 11 | 14 | 18.3 | 12.2 | 20.6
2032 | 3 | 26 | 16 | 51.8 | 57.74 | 64.94 | 51.98 | 69.08 | 11 | 14.3 | 18.3 | 11.1 | 20.6
2033 | 3 | 26 | 17 | 55.4 | 57.92 | 66.92 | 50 | 68 | 13 | 14.4 | 19.4 | 10 | 20
2034 | 3 | 26 | 18 | 51.8 | 56.12 | 64.04 | 46.94 | 64.04 | 11 | 13.4 | 17.8 | 8.3 | 17.8
2035 | 3 | 26 | 19 | 51.8 | 53.24 | 62.06 | 46.04 | 60.08 | 11 | 11.8 | 16.7 | 7.8 | 15.6
2036 | 3 | 26 | 20 | 48.2 | 52.16 | 59 | 44.96 | 53.96 | 9 | 11.2 | 15 | 7.2 | 12.2
2037 | 3 | 26 | 21 | 41 | 51.8 | 55.94 | 44.06 | 53.96 | 5 | 11 | 13.3 | 6.7 | 12.2
2038 | 3 | 26 | 22 | 42.8 | 51.8 | 53.96 | 42.98 | 46.04 | 6 | 11 | 12.2 | 6.1 | 7.8
2039 | 3 | 26 | 23 | 39.2 | 50.72 | 53.96 | 42.08 | 48.92 | 4 | 10.4 | 12.2 | 5.6 | 9.4
2040 | 3 | 26 | 24 | 37.4 | 54.68 | 55.04 | 42.98 | 48.92 | 3 | 12.6 | 12.8 | 6.1 | 9.4
2041 | 3 | 27 | 1 | 37.4 | 54.68 | 51.98 | 41 | 46.04 | 3 | 12.6 | 11.1 | 5 | 7.8
2042 | 3 | 27 | 2 | 39.2 | 52.7 | 51.08 | 41 | 44.06 | 4 | 11.5 | 10.6 | 5 | 6.7
2043 | 3 | 27 | 3 | 37.4 | 50 | 48.92 | 39.92 | 42.08 | 3 | 10 | 9.4 | 4.4 | 5.6
2044 | 3 | 27 | 4 | 35.6 | 50 | 46.94 | 42.08 | 41 | 2 | 10 | 8.3 | 5.6 | 5
2045 | 3 | 27 | 5 | 33.8 | 46.94 | 46.04 | 42.98 | 42.08 | 1 | 8.3 | 7.8 | 6.1 | 5.6
2046 | 3 | 27 | 6 | 33.8 | 41 | 44.96 | 41 | 41 | 1 | 5 | 7.2 | 5 | 5
2047 | 3 | 27 | 7 | 33.8 | 46.94 | 51.98 | 41 | 42.08 | 1 | 8.3 | 11.1 | 5 | 5.6
2048 | 3 | 27 | 8 | 35.6 | 50 | 55.04 | 42.98 | 46.04 | 2 | 10 | 12.8 | 6.1 | 7.8
2049 | 3 | 27 | 9 | 35.6 | 53.96 | 57.92 | 44.96 | 48.02 | 2 | 12.2 | 14.4 | 7.2 | 8.9
2050 | 3 | 27 | 10 | 32 | 55.94 | 62.06 | 48.02 | 51.98 | 0 | 13.3 | 16.7 | 8.9 | 11.1
2051 | 3 | 27 | 11 | 35.6 | 56.84 | 64.94 | 51.08 | 57.02 | 2 | 13.8 | 18.3 | 10.6 | 13.9
2052 | 3 | 27 | 12 | 28.4 | 57.92 | 66.92 | 51.08 | 60.08 | -2 | 14.4 | 19.4 | 10.6 | 15.6
2053 | 3 | 27 | 13 | 26.6 | 56.84 | 69.08 | 48.92 | 62.06 | -3 | 13.8 | 20.6 | 9.4 | 16.7
2054 | 3 | 27 | 14 | 26.6 | 56.84 | 71.06 | 48.02 | 64.04 | -3 | 13.8 | 21.7 | 8.9 | 17.8
2055 | 3 | 27 | 15 | 27.14 | 55.94 | 71.06 | 42.98 | 64.94 | -2.7 | 13.3 | 21.7 | 6.1 | 18.3
2056 | 3 | 27 | 16 | 26.6 | 53.96 | 73.04 | 41 | 66.02 | -3 | 12.2 | 22.8 | 5 | 18.9
2057 | 3 | 27 | 17 | 26.6 | 51.98 | 71.96 | 42.08 | 64.94 | -3 | 11.1 | 22.2 | 5.6 | 18.3
2058 | 3 | 27 | 18 | 24.8 | 46.94 | 69.08 | 39.92 | 60.98 | -4 | 8.3 | 20.6 | 4.4 | 16.1
2059 | 3 | 27 | 19 | 23 | 43.88 | 64.94 | 39.02 | 59 | -5 | 6.6 | 18.3 | 3.9 | 15
2060 | 3 | 27 | 20 | 23 | 41 | 62.96 | 37.04 | 53.06 | -5 | 5 | 17.2 | 2.8 | 11.7
2061 | 3 | 27 | 21 | 23 | 41 | 59 | 35.96 | 50 | -5 | 5 | 15 | 2.2 | 10
2062 | 3 | 27 | 22 | 23 | 39.92 | 57.02 | 35.96 | 46.04 | -5 | 4.4 | 13.9 | 2.2 | 7.8
2063 | 3 | 27 | 23 | 24.8 | 37.94 | 55.04 | 35.96 | 44.96 | -4 | 3.3 | 12.8 | 2.2 | 7.2
2064 | 3 | 27 | 24 | 24.8 | 37.94 | 55.04 | 33.08 | 46.04 | -4 | 3.3 | 12.8 | 0.6 | 7.8
2065 | 3 | 28 | 1 | 23 | 37.94 | 55.04 | 32 | 48.02 | -5 | 3.3 | 12.8 | 0 | 8.9
2066 | 3 | 28 | 2 | 23 | 37.94 | 53.06 | 33.08 | 44.96 | -5 | 3.3 | 11.7 | 0.6 | 7.2
2067 | 3 | 28 | 3 | 21.2 | 37.94 | 53.06 | 32 | 44.06 | -6 | 3.3 | 11.7 | 0 | 6.7
2068 | 3 | 28 | 4 | 21.2 | 36.86 | 53.96 | 28.94 | 46.04 | -6 | 2.7 | 12.2 | -1.7 | 7.8
2069 | 3 | 28 | 5 | 21.2 | 36.86 | 53.06 | 30.92 | 44.96 | -6 | 2.7 | 11.7 | -0.6 | 7.2
2070 | 3 | 28 | 6 | 23 | 34.88 | 53.06 | 30.02 | 46.94 | -5 | 1.6 | 11.7 | -1.1 | 8.3
2071 | 3 | 28 | 7 | 24.8 | 36.86 | 55.04 | 30.02 | 48.02 | -4 | 2.7 | 12.8 | -1.1 | 8.9
2072 | 3 | 28 | 8 | 26.78 | 38.84 | 59 | 32 | 48.92 | -2.9 | 3.8 | 15 | 0 | 9.4
2073 | 3 | 28 | 9 | 28.4 | 36.86 | 60.98 | 35.06 | 51.98 | -2 | 2.7 | 16.1 | 1.7 | 11.1
2074 | 3 | 28 | 10 | 30.2 | 41.9 | 64.04 | 37.04 | 55.94 | -1 | 5.5 | 17.8 | 2.8 | 13.3
2075 | 3 | 28 | 11 | 32 | 45.86 | 66.92 | 37.04 | 62.06 | 0 | 7.7 | 19.4 | 2.8 | 16.7
2076 | 3 | 28 | 12 | 33.8 | 47.84 | 69.08 | 37.04 | 64.94 | 1 | 8.8 | 20.6 | 2.8 | 18.3
2077 | 3 | 28 | 13 | 33.8 | 48.92 | 71.06 | 37.04 | 62.06 | 1 | 9.4 | 21.7 | 2.8 | 16.7
2078 | 3 | 28 | 14 | 37.4 | 50 | 71.06 | 42.08 | 59 | 3 | 10 | 21.7 | 5.6 | 15
2079 | 3 | 28 | 15 | 37.4 | 51.98 | 69.08 | 39.02 | 55.04 | 3 | 11.1 | 20.6 | 3.9 | 12.8
2080 | 3 | 28 | 16 | 33.8 | 48.92 | 66.92 | 35.96 | 50 | 1 | 9.4 | 19.4 | 2.2 | 10
2081 | 3 | 28 | 17 | 32 | 46.94 | 64.04 | 35.96 | 48.02 | 0 | 8.3 | 17.8 | 2.2 | 8.9
2082 | 3 | 28 | 18 | 30.2 | 43.88 | 60.98 | 33.98 | 46.94 | -1 | 6.6 | 16.1 | 1.1 | 8.3
2083 | 3 | 28 | 19 | 26.6 | 41.9 | 59 | 33.08 | 46.94 | -3 | 5.5 | 15 | 0.6 | 8.3
2084 | 3 | 28 | 20 | 24.8 | 39.92 | 55.94 | 33.08 | 48.02 | -4 | 4.4 | 13.3 | 0.6 | 8.9
2085 | 3 | 28 | 21 | 23 | 39.92 | 53.96 | 33.08 | 46.04 | -5 | 4.4 | 12.2 | 0.6 | 7.8
2086 | 3 | 28 | 22 | 21.2 | 41 | 51.98 | 33.08 | 44.06 | -6 | 5 | 11.1 | 0.6 | 6.7
2087 | 3 | 28 | 23 | 21.2 | 41 | 51.08 | 30.92 | 44.06 | -6 | 5 | 10.6 | -0.6 | 6.7
2088 | 3 | 28 | 24 | 19.4 | 41.9 | 50 | 30.02 | 42.08 | -7 | 5.5 | 10 | -1.1 | 5.6
2089 | 3 | 29 | 1 | 21.2 | 41 | 48.02 | 30.92 | 39.02 | -6 | 5 | 8.9 | -0.6 | 3.9
2090 | 3 | 29 | 2 | 19.4 | 39.92 | 46.04 | 30.92 | 41 | -7 | 4.4 | 7.8 | -0.6 | 5
2091 | 3 | 29 | 3 | 19.4 | 39.92 | 44.96 | 30.92 | 42.08 | -7 | 4.4 | 7.2 | -0.6 | 5.6
2092 | 3 | 29 | 4 | 19.4 | 39.92 | 44.06 | 30.92 | 42.08 | -7 | 4.4 | 6.7 | -0.6 | 5.6
2093 | 3 | 29 | 5 | 19.4 | 38.84 | 44.06 | 30.02 | 42.08 | -7 | 3.8 | 6.7 | -1.1 | 5.6
2094 | 3 | 29 | 6 | 17.6 | 39.92 | 42.98 | 30.02 | 42.08 | -8 | 4.4 | 6.1 | -1.1 | 5.6
2095 | 3 | 29 | 7 | 21.2 | 39.92 | 46.94 | 28.94 | 42.08 | -6 | 4.4 | 8.3 | -1.7 | 5.6
2096 | 3 | 29 | 8 | 26.6 | 41.9 | 48.02 | 28.94 | 46.04 | -3 | 5.5 | 8.9 | -1.7 | 7.8
2097 | 3 | 29 | 9 | 30.2 | 41.9 | 50 | 28.94 | 50 | -1 | 5.5 | 10 | -1.7 | 10
2098 | 3 | 29 | 10 | 33.8 | 43.88 | 51.98 | 35.06 | 48.02 | 1 | 6.6 | 11.1 | 1.7 | 8.9
2099 | 3 | 29 | 11 | 37.4 | 44.96 | 51.98 | 39.02 | 48.92 | 3 | 7.2 | 11.1 | 3.9 | 9.4
2100 | 3 | 29 | 12 | 37.4 | 46.94 | 55.94 | 35.96 | 53.96 | 3 | 8.3 | 13.3 | 2.2 | 12.2
2101 | 3 | 29 | 13 | 37.4 | 47.84 | 57.02 | 39.02 | 53.06 | 3 | 8.8 | 13.9 | 3.9 | 11.7
2102 | 3 | 29 | 14 | 33.8 | 47.84 | 57.92 | 37.94 | 53.96 | 1 | 8.8 | 14.4 | 3.3 | 12.2
2103 | 3 | 29 | 15 | 33.8 | 48.92 | 59 | 39.92 | 57.02 | 1 | 9.4 | 15 | 4.4 | 13.9
2104 | 3 | 29 | 16 | 33.8 | 47.84 | 57.92 | 39.92 | 57.02 | 1 | 8.8 | 14.4 | 4.4 | 13.9
2105 | 3 | 29 | 17 | 33.8 | 44.96 | 57.02 | 39.92 | 55.04 | 1 | 7.2 | 13.9 | 4.4 | 12.8
2106 | 3 | 29 | 18 | 35.6 | 43.88 | 55.04 | 39.92 | 50 | 2 | 6.6 | 12.8 | 4.4 | 10
2107 | 3 | 29 | 19 | 33.8 | 43.88 | 55.04 | 37.94 | 44.96 | 1 | 6.6 | 12.8 | 3.3 | 7.2
2108 | 3 | 29 | 20 | 32 | 42.98 | 53.96 | 37.04 | 42.98 | 0 | 6.1 | 12.2 | 2.8 | 6.1
2109 | 3 | 29 | 21 | 32 | 42.98 | 50 | 37.04 | 42.08 | 0 | 6.1 | 10 | 2.8 | 5.6
2110 | 3 | 29 | 22 | 28.4 | 41 | 48.92 | 37.04 | 39.92 | -2 | 5 | 9.4 | 2.8 | 4.4
2111 | 3 | 29 | 23 | 28.4 | 39.92 | 48.92 | 35.06 | 37.94 | -2 | 4.4 | 9.4 | 1.7 | 3.3
2112 | 3 | 29 | 24 | 28.4 | 39.92 | 48.02 | 33.98 | 35.96 | -2 | 4.4 | 8.9 | 1.1 | 2.2
2113 | 3 | 30 | 1 | 28.4 | 38.84 | 50 | 28.94 | 32 | -2 | 3.8 | 10 | -1.7 | 0
2114 | 3 | 30 | 2 | 28.4 | 38.84 | 48.02 | 26.96 | 30.02 | -2 | 3.8 | 8.9 | -2.8 | -1.1
2115 | 3 | 30 | 3 | 28.4 | 38.84 | 46.94 | 24.08 | 30.92 | -2 | 3.8 | 8.3 | -4.4 | -0.6
2116 | 3 | 30 | 4 | 28.4 | 38.84 | 46.94 | 24.98 | 30.92 | -2 | 3.8 | 8.3 | -3.9 | -0.6
2117 | 3 | 30 | 5 | 28.4 | 38.84 | 46.04 | 23 | 30.92 | -2 | 3.8 | 7.8 | -5 | -0.6
2118 | 3 | 30 | 6 | 28.4 | 38.84 | 44.96 | 23 | 28.04 | -2 | 3.8 | 7.2 | -5 | -2.2
2119 | 3 | 30 | 7 | 32 | 38.84 | 48.02 | 28.04 | 33.98 | 0 | 3.8 | 8.9 | -2.2 | 1.1
2120 | 3 | 30 | 8 | 35.6 | 38.84 | 50 | 33.08 | 39.92 | 2 | 3.8 | 10 | 0.6 | 4.4
2121 | 3 | 30 | 9 | 44.6 | 39.92 | 53.06 | 37.94 | 44.96 | 7 | 4.4 | 11.7 | 3.3 | 7.2
2122 | 3 | 30 | 10 | 48.2 | 38.84 | 53.96 | 41 | 48.92 | 9 | 3.8 | 12.2 | 5 | 9.4
2123 | 3 | 30 | 11 | 51.8 | 41.9 | 57.92 | 44.96 | 51.98 | 11 | 5.5 | 14.4 | 7.2 | 11.1
2124 | 3 | 30 | 12 | 53.6 | 43.88 | 59 | 48.02 | 55.04 | 12 | 6.6 | 15 | 8.9 | 12.8
2125 | 3 | 30 | 13 | 55.4 | 45.86 | 60.08 | 48.92 | 57.92 | 13 | 7.7 | 15.6 | 9.4 | 14.4
2126 | 3 | 30 | 14 | 53.6 | 44.06 | 62.06 | 53.06 | 60.08 | 12 | 6.7 | 16.7 | 11.7 | 15.6
2127 | 3 | 30 | 15 | 51.8 | 44.06 | 62.96 | 53.06 | 60.98 | 11 | 6.7 | 17.2 | 11.7 | 16.1
2128 | 3 | 30 | 16 | 53.6 | 44.24 | 62.96 | 53.96 | 60.98 | 12 | 6.8 | 17.2 | 12.2 | 16.1
2129 | 3 | 30 | 17 | 53.6 | 42.26 | 62.06 | 51.98 | 62.06 | 12 | 5.7 | 16.7 | 11.1 | 16.7
2130 | 3 | 30 | 18 | 50 | 39.38 | 60.08 | 46.94 | 57.92 | 10 | 4.1 | 15.6 | 8.3 | 14.4
2131 | 3 | 30 | 19 | 48.2 | 37.58 | 57.02 | 42.98 | 53.06 | 9 | 3.1 | 13.9 | 6.1 | 11.7
2132 | 3 | 30 | 20 | 42.8 | 32.54 | 55.94 | 41 | 55.04 | 6 | 0.3 | 13.3 | 5 | 12.8
2133 | 3 | 30 | 21 | 42.8 | 29.66 | 53.96 | 41 | 51.08 | 6 | -1.3 | 12.2 | 5 | 10.6
2134 | 3 | 30 | 22 | 39.2 | 28.76 | 51.08 | 39.92 | 48.92 | 4 | -1.8 | 10.6 | 4.4 | 9.4
2135 | 3 | 30 | 23 | 39.2 | 26.96 | 51.08 | 39.92 | 50 | 4 | -2.8 | 10.6 | 4.4 | 10
2136 | 3 | 30 | 24 | 39.2 | 24.98 | 51.08 | 39.92 | 48.02 | 4 | -3.9 | 10.6 | 4.4 | 8.9
2137 | 3 | 31 | 1 | 39.2 | 23.18 | 51.98 | 39.92 | 46.94 | 4 | -4.9 | 11.1 | 4.4 | 8.3
2138 | 3 | 31 | 2 | 39.2 | 21.2 | 50 | 39.92 | 44.06 | 4 | -6 | 10 | 4.4 | 6.7
2139 | 3 | 31 | 3 | 39.2 | 22.82 | 50 | 39.92 | 44.06 | 4 | -5.1 | 10 | 4.4 | 6.7
2140 | 3 | 31 | 4 | 39.2 | 22.46 | 50 | 37.94 | 37.04 | 4 | -5.3 | 10 | 3.3 | 2.8
2141 | 3 | 31 | 5 | 39.2 | 24.08 | 50 | 35.96 | 35.06 | 4 | -4.4 | 10 | 2.2 | 1.7
2142 | 3 | 31 | 6 | 37.4 | 25.7 | 48.02 | 37.04 | 37.94 | 3 | -3.5 | 8.9 | 2.8 | 3.3
2143 | 3 | 31 | 7 | 44.6 | 27.32 | 53.96 | 37.04 | 39.02 | 7 | -2.6 | 12.2 | 2.8 | 3.9
2144 | 3 | 31 | 8 | 49.28 | 28.76 | 57.92 | 37.04 | 46.04 | 9.6 | -1.8 | 14.4 | 2.8 | 7.8
2145 | 3 | 31 | 9 | 53.6 | 32.18 | 60.98 | 37.04 | 48.92 | 12 | 0.1 | 16.1 | 2.8 | 9.4
2146 | 3 | 31 | 10 | 59 | 35.6 | 66.02 | 35.96 | 51.08 | 15 | 2 | 18.9 | 2.2 | 10.6
2147 | 3 | 31 | 11 | 59 | 46.4 | 68 | 37.04 | 53.96 | 15 | 8 | 20 | 2.8 | 12.2
2148 | 3 | 31 | 12 | 64.4 | 49.64 | 69.98 | 35.96 | 57.02 | 18 | 9.8 | 21.1 | 2.2 | 13.9
2149 | 3 | 31 | 13 | 66.2 | 49.82 | 71.06 | 35.96 | 53.06 | 19 | 9.9 | 21.7 | 2.2 | 11.7
2150 | 3 | 31 | 14 | 68 | 50.18 | 73.04 | 37.94 | 57.92 | 20 | 10.1 | 22.8 | 3.3 | 14.4
2151 | 3 | 31 | 15 | 68 | 50.36 | 73.04 | 39.02 | 59 | 20 | 10.2 | 22.8 | 3.9 | 15
2152 | 3 | 31 | 16 | 68 | 49.46 | 73.04 | 37.94 | 59 | 20 | 9.7 | 22.8 | 3.3 | 15
2153 | 3 | 31 | 17 | 66.2 | 48.56 | 71.06 | 35.96 | 53.96 | 19 | 9.2 | 21.7 | 2.2 | 12.2
2154 | 3 | 31 | 18 | 59 | 46.04 | 69.08 | 37.04 | 51.08 | 15 | 7.8 | 20.6 | 2.8 | 10.6
2155 | 3 | 31 | 19 | 51.8 | 42.26 | 64.94 | 37.04 | 44.96 | 11 | 5.7 | 18.3 | 2.8 | 7.2
2156 | 3 | 31 | 20 | 51.8 | 41.36 | 62.06 | 37.04 | 42.98 | 11 | 5.2 | 16.7 | 2.8 | 6.1
2157 | 3 | 31 | 21 | 50 | 38.48 | 62.96 | 37.04 | 41 | 10 | 3.6 | 17.2 | 2.8 | 5
2158 | 3 | 31 | 22 | 47.66 | 35.42 | 63.86 | 35.96 | 42.08 | 8.7 | 1.9 | 17.7 | 2.2 | 5.6
2159 | 3 | 31 | 23 | 45.32 | 32.54 | 64.76 | 34.7 | 43.34 | 7.4 | 0.3 | 18.2 | 1.5 | 6.3
2160 | 3 | 31 | 24 | 42.98 | 29.66 | 65.66 | 33.62 | 44.42 | 6.1 | -1.3 | 18.7 | 0.9 | 6.9
2161 | 4 | 1 | 1 | 40.82 | 26.78 | 66.38 | 32.36 | 45.5 | 4.9 | -2.9 | 19.1 | 0.2 | 7.5
2162 | 4 | 1 | 2 | 38.48 | 23.72 | 67.28 | 31.46 | 46.58 | 3.6 | -4.6 | 19.6 | -0.3 | 8.1
2163 | 4 | 1 | 3 | 36.14 | 20.84 | 68.18 | 30.2 | 47.84 | 2.3 | -6.2 | 20.1 | -1 | 8.8
2164 | 4 | 1 | 4 | 33.8 | 17.6 | 69.08 | 28.94 | 48.92 | 1 | -8 | 20.6 | -1.7 | 9.4
2165 | 4 | 1 | 5 | 35.6 | 15.8 | 68 | 29.3 | 42.98 | 2 | -9 | 20 | -1.5 | 6.1
2166 | 4 | 1 | 6 | 33.8 | 12.2 | 66.02 | 29.66 | 42.98 | 1 | -11 | 18.9 | -1.3 | 6.1
2167 | 4 | 1 | 7 | 35.6 | 21.2 | 69.08 | 30.02 | 48.02 | 2 | -6 | 20.6 | -1.1 | 8.9
2168 | 4 | 1 | 8 | 35.6 | 28.4 | 71.96 | 31.1 | 53.06 | 2 | -2 | 22.2 | -0.5 | 11.7
2169 | 4 | 1 | 9 | 35.6 | 37.4 | 73.94 | 32 | 57.02 | 2 | 3 | 23.3 | 0 | 13.9
2170 | 4 | 1 | 10 | 35.6 | 48.2 | 75.92 | 33.08 | 60.98 | 2 | 9 | 24.4 | 0.6 | 16.1
2171 | 4 | 1 | 11 | 35.6 | 55.76 | 77 | 34.7 | 66.02 | 2 | 13.2 | 25 | 1.5 | 18.9
2172 | 4 | 1 | 12 | 35.6 | 56.12 | 78.98 | 36.32 | 68 | 2 | 13.4 | 26.1 | 2.4 | 20
2173 | 4 | 1 | 13 | 37.4 | 60.08 | 78.98 | 37.94 | 69.98 | 3 | 15.6 | 26.1 | 3.3 | 21.1
2174 | 4 | 1 | 14 | 37.4 | 64.04 | 80.06 | 39.02 | 71.96 | 3 | 17.8 | 26.7 | 3.9 | 22.2
2175 | 4 | 1 | 15 | 35.6 | 64.4 | 80.06 | 39.92 | 75.92 | 2 | 18 | 26.7 | 4.4 | 24.4
2176 | 4 | 1 | 16 | 35.6 | 66.56 | 78.98 | 41 | 75.92 | 2 | 19.2 | 26.1 | 5 | 24.4
2177 | 4 | 1 | 17 | 33.8 | 66.92 | 77 | 39.38 | 75.92 | 1 | 19.4 | 25 | 4.1 | 24.4
2178 | 4 | 1 | 18 | 33.8 | 61.88 | 73.94 | 37.58 | 75.02 | 1 | 16.6 | 23.3 | 3.1 | 23.9
2179 | 4 | 1 | 19 | 32 | 55.04 | 71.06 | 35.96 | 69.08 | 0 | 12.8 | 21.7 | 2.2 | 20.6
2180 | 4 | 1 | 20 | 30.2 | 50 | 69.08 | 35.06 | 66.02 | -1 | 10 | 20.6 | 1.7 | 18.9
2181 | 4 | 1 | 21 | 28.4 | 43.16 | 66.02 | 33.98 | 62.06 | -2 | 6.2 | 18.9 | 1.1 | 16.7
2182 | 4 | 1 | 22 | 28.4 | 39.92 | 64.04 | 33.08 | 53.96 | -2 | 4.4 | 17.8 | 0.6 | 12.2
2183 | 4 | 1 | 23 | 26.6 | 38.48 | 62.96 | 33.44 | 55.04 | -3 | 3.6 | 17.2 | 0.8 | 12.8
2184 | 4 | 1 | 24 | 24.8 | 33.44 | 64.04 | 33.62 | 53.06 | -4 | 0.8 | 17.8 | 0.9 | 11.7
2185 | 4 | 2 | 1 | 24.8 | 32 | 62.06 | 33.98 | 53.06 | -4 | 0 | 16.7 | 1.1 | 11.7
2186 | 4 | 2 | 2 | 23 | 32 | 57.92 | 33.26 | 51.08 | -5 | 0 | 14.4 | 0.7 | 10.6
2187 | 4 | 2 | 3 | 23 | 32 | 55.94 | 32.72 | 51.98 | -5 | 0 | 13.3 | 0.4 | 11.1
2188 | 4 | 2 | 4 | 24.8 | 32 | 57.02 | 32 | 48.92 | -4 | 0 | 13.9 | 0 | 9.4
2189 | 4 | 2 | 5 | 23 | 28.76 | 53.06 | 32 | 51.08 | -5 | -1.8 | 11.7 | 0 | 10.6
2190 | 4 | 2 | 6 | 23 | 26.6 | 50 | 32 | 51.08 | -5 | -3 | 10 | 0 | 10.6
2191 | 4 | 2 | 7 | 23 | 28.4 | 51.98 | 32 | 53.06 | -5 | -2 | 11.1 | 0 | 11.7
2192 | 4 | 2 | 8 | 23 | 30.74 | 53.06 | 33.26 | 57.02 | -5 | -0.7 | 11.7 | 0.7 | 13.9
2193 | 4 | 2 | 9 | 24.8 | 32 | 55.04 | 34.7 | 62.96 | -4 | 0 | 12.8 | 1.5 | 17.2
2194 | 4 | 2 | 10 | 24.8 | 33.8 | 57.02 | 35.96 | 62.96 | -4 | 1 | 13.9 | 2.2 | 17.2
2195 | 4 | 2 | 11 | 26.6 | 33.8 | 60.08 | 39.02 | 68 | -3 | 1 | 15.6 | 3.9 | 20
2196 | 4 | 2 | 12 | 26.6 | 34.7 | 62.06 | 41.9 | 69.98 | -3 | 1.5 | 16.7 | 5.5 | 21.1
2197 | 4 | 2 | 13 | 24.8 | 35.6 | 64.04 | 44.96 | 71.96 | -4 | 2 | 17.8 | 7.2 | 22.2
2198 | 4 | 2 | 14 | 26.6 | 36.5 | 64.94 | 46.04 | 71.06 | -3 | 2.5 | 18.3 | 7.8 | 21.7
2199 | 4 | 2 | 15 | 24.8 | 36.32 | 66.02 | 46.94 | 71.06 | -4 | 2.4 | 18.9 | 8.3 | 21.7
2200 | 4 | 2 | 16 | 24.8 | 35.6 | 66.02 | 48.02 | 69.08 | -4 | 2 | 18.9 | 8.9 | 20.6
2201 | 4 | 2 | 17 | 25.52 | 32.9 | 64.94 | 45.68 | 69.08 | -3.6 | 0.5 | 18.3 | 7.6 | 20.6
2202 | 4 | 2 | 18 | 24.8 | 28.4 | 62.96 | 43.34 | 68 | -4 | -2 | 17.2 | 6.3 | 20
2203 | 4 | 2 | 19 | 23 | 18.32 | 60.98 | 41 | 64.94 | -5 | -7.6 | 16.1 | 5 | 18.3
2204 | 4 | 2 | 20 | 23 | 17.42 | 60.08 | 39.92 | 62.96 | -5 | -8.1 | 15.6 | 4.4 | 17.2
2205 | 4 | 2 | 21 | 23 | 14.72 | 57.92 | 39.02 | 60.98 | -5 | -9.6 | 14.4 | 3.9 | 16.1
2206 | 4 | 2 | 22 | 23 | 13.82 | 55.94 | 37.94 | 57.02 | -5 | -10.1 | 13.3 | 3.3 | 13.9
2207 | 4 | 2 | 23 | 23 | 10.94 | 55.04 | 36.68 | 55.94 | -5 | -11.7 | 12.8 | 2.6 | 13.3
2208 | 4 | 2 | 24 | 23 | 11.84 | 55.04 | 35.24 | 51.98 | -5 | -11.2 | 12.8 | 1.8 | 11.1
2209 | 4 | 3 | 1 | 23 | 10.94 | 55.04 | 33.98 | 51.08 | -5 | -11.7 | 12.8 | 1.1 | 10.6
2210 | 4 | 3 | 2 | 23 | 10.04 | 55.04 | 32 | 48.92 | -5 | -12.2 | 12.8 | 0 | 9.4
2211 | 4 | 3 | 3 | 17.6 | 8.96 | 53.96 | 30.02 | 48.92 | -8 | -12.8 | 12.2 | -1.1 | 9.4
2212 | 4 | 3 | 4 | 17.6 | 9.86 | 53.96 | 28.04 | 46.94 | -8 | -12.3 | 12.2 | -2.2 | 8.3
2213 | 4 | 3 | 5 | 17.6 | 10.76 | 53.96 | 28.04 | 46.94 | -8 | -11.8 | 12.2 | -2.2 | 8.3
2214 | 4 | 3 | 6 | 17.6 | 8.06 | 53.96 | 28.04 | 42.08 | -8 | -13.3 | 12.2 | -2.2 | 5.6
2215 | 4 | 3 | 7 | 21.2 | 14.18 | 55.94 | 28.04 | 46.04 | -6 | -9.9 | 13.3 | -2.2 | 7.8
2216 | 4 | 3 | 8 | 23 | 18.68 | 59 | 33.62 | 50 | -5 | -7.4 | 15 | 0.9 | 10
2217 | 4 | 3 | 9 | 24.8 | 24.98 | 60.98 | 39.38 | 53.06 | -4 | -3.9 | 16.1 | 4.1 | 11.7
2218 | 4 | 3 | 10 | 26.6 | 29.48 | 64.04 | 44.96 | 55.04 | -3 | -1.4 | 17.8 | 7.2 | 12.8
2219 | 4 | 3 | 11 | 28.4 | 37.4 | 66.02 | 46.94 | 57.92 | -2 | 3 | 18.9 | 8.3 | 14.4
2220 | 4 | 3 | 12 | 30.2 | 47.3 | 68 | 49.1 | 60.08 | -1 | 8.5 | 20 | 9.5 | 15.6
2221 | 4 | 3 | 13 | 35.6 | 55.4 | 69.08 | 51.08 | 64.94 | 2 | 13 | 20.6 | 10.6 | 18.3
2222 | 4 | 3 | 14 | 35.6 | 53.96 | 69.98 | 51.8 | 66.92 | 2 | 12.2 | 21.1 | 11 | 19.4
2223 | 4 | 3 | 15 | 37.4 | 52.16 | 69.98 | 52.34 | 66.92 | 3 | 11.2 | 21.1 | 11.3 | 19.4
2224 | 4 | 3 | 16 | 35.6 | 51.44 | 71.06 | 53.06 | 66.02 | 2 | 10.8 | 21.7 | 11.7 | 18.9
2225 | 4 | 3 | 17 | 37.4 | 50.9 | 71.06 | 51.62 | 62.96 | 3 | 10.5 | 21.7 | 10.9 | 17.2
2226 | 4 | 3 | 18 | 37.4 | 47.3 | 69.08 | 50.36 | 60.08 | 3 | 8.5 | 20.6 | 10.2 | 15.6
2227 | 4 | 3 | 19 | 33.8 | 41.72 | 66.02 | 48.92 | 55.94 | 1 | 5.4 | 18.9 | 9.4 | 13.3
2228 | 4 | 3 | 20 | 30.2 | 39.2 | 64.04 | 47.66 | 53.96 | -1 | 4 | 17.8 | 8.7 | 12.2
2229 | 4 | 3 | 21 | 26.6 | 37.4 | 62.06 | 46.22 | 51.98 | -3 | 3 | 16.7 | 7.9 | 11.1
2230 | 4 | 3 | 22 | 28.4 | 35.78 | 59 | 44.96 | 50 | -2 | 2.1 | 15 | 7.2 | 10
2231 | 4 | 3 | 23 | 28.4 | 33.26 | 57.02 | 44.06 | 48.02 | -2 | 0.7 | 13.9 | 6.7 | 8.9
2232 | 4 | 3 | 24 | 26.6 | 31.46 | 55.04 | 42.98 | 46.04 | -3 | -0.3 | 12.8 | 6.1 | 7.8
2233 | 4 | 4 | 1 | 26.6 | 29.84 | 53.06 | 42.08 | 44.06 | -3 | -1.2 | 11.7 | 5.6 | 6.7
2234 | 4 | 4 | 2 | 27.5 | 29.3 | 51.98 | 41.36 | 42.08 | -2.5 | -1.5 | 11.1 | 5.2 | 5.6
2235 | 4 | 4 | 3 | 28.4 | 28.94 | 50 | 40.64 | 42.08 | -2 | -1.7 | 10 | 4.8 | 5.6
2236 | 4 | 4 | 4 | 28.4 | 29.84 | 50 | 39.92 | 39.92 | -2 | -1.2 | 10 | 4.4 | 4.4
2237 | 4 | 4 | 5 | 28.4 | 29.84 | 50 | 39.92 | 37.94 | -2 | -1.2 | 10 | 4.4 | 3.3
2238 | 4 | 4 | 6 | 26.6 | 29.84 | 48.02 | 39.92 | 37.04 | -3 | -1.2 | 8.9 | 4.4 | 2.8
2239 | 4 | 4 | 7 | 30.2 | 29.84 | 53.06 | 39.92 | 39.02 | -1 | -1.2 | 11.7 | 4.4 | 3.9
2240 | 4 | 4 | 8 | 33.8 | 29.84 | 60.08 | 42.98 | 41 | 1 | -1.2 | 15.6 | 6.1 | 5
2241 | 4 | 4 | 9 | 35.6 | 32 | 62.96 | 45.86 | 42.98 | 2 | 0 | 17.2 | 7.7 | 6.1
2242 | 4 | 4 | 10 | 41 | 33.98 | 66.92 | 48.92 | 46.04 | 5 | 1.1 | 19.4 | 9.4 | 7.8
2243 | 4 | 4 | 11 | 42.8 | 35.96 | 69.08 | 51.98 | 48.92 | 6 | 2.2 | 20.6 | 11.1 | 9.4
2244 | 4 | 4 | 12 | 46.4 | 39.92 | 71.96 | 54.86 | 51.08 | 8 | 4.4 | 22.2 | 12.7 | 10.6
2245 | 4 | 4 | 13 | 46.4 | 45.86 | 75.02 | 57.92 | 53.96 | 8 | 7.7 | 23.9 | 14.4 | 12.2
2246 | 4 | 4 | 14 | 50 | 54.86 | 75.02 | 56.3 | 57.92 | 10 | 12.7 | 23.9 | 13.5 | 14.4
2247 | 4 | 4 | 15 | 48.2 | 60.98 | 75.92 | 54.68 | 59 | 9 | 16.1 | 24.4 | 12.6 | 15
2248 | 4 | 4 | 16 | 46.4 | 61.88 | 75.02 | 53.06 | 60.98 | 8 | 16.6 | 23.9 | 11.7 | 16.1
2249 | 4 | 4 | 17 | 42.8 | 60.98 | 73.94 | 50 | 62.96 | 6 | 16.1 | 23.3 | 10 | 17.2
2250 | 4 | 4 | 18 | 39.2 | 56.84 | 71.96 | 47.12 | 60.98 | 4 | 13.8 | 22.2 | 8.4 | 16.1
2251 | 4 | 4 | 19 | 37.4 | 51.98 | 69.98 | 44.06 | 59 | 3 | 11.1 | 21.1 | 6.7 | 15
2252 | 4 | 4 | 20 | 35.6 | 48.92 | 68 | 44.06 | 55.94 | 2 | 9.4 | 20 | 6.7 | 13.3
2253 | 4 | 4 | 21 | 35.6 | 47.84 | 64.94 | 44.06 | 53.96 | 2 | 8.8 | 18.3 | 6.7 | 12.2
2254 | 4 | 4 | 22 | 33.8 | 46.94 | 64.04 | 44.06 | 53.06 | 1 | 8.3 | 17.8 | 6.7 | 11.7
2255 | 4 | 4 | 23 | 37.4 | 44.96 | 62.96 | 44.42 | 51.08 | 3 | 7.2 | 17.2 | 6.9 | 10.6
2256 | 4 | 4 | 24 | 35.6 | 42.98 | 60.08 | 44.6 | 46.94 | 2 | 6.1 | 15.6 | 7 | 8.3
2257 | 4 | 5 | 1 | 33.8 | 41 | 57.02 | 44.96 | 42.98 | 1 | 5 | 13.9 | 7.2 | 6.1
2258 | 4 | 5 | 2 | 33.8 | 39.92 | 53.96 | 43.34 | 39.92 | 1 | 4.4 | 12.2 | 6.3 | 4.4
2259 | 4 | 5 | 3 | 33.8 | 38.84 | 51.98 | 41.54 | 42.08 | 1 | 3.8 | 11.1 | 5.3 | 5.6
2260 | 4 | 5 | 4 | 32 | 36.86 | 51.98 | 39.92 | 39.92 | 0 | 2.7 | 11.1 | 4.4 | 4.4
2261 | 4 | 5 | 5 | 32 | 35.96 | 50 | 40.28 | 39.02 | 0 | 2.2 | 10 | 4.6 | 3.9
2262 | 4 | 5 | 6 | 33.8 | 36.86 | 51.08 | 40.64 | 41 | 1 | 2.7 | 10.6 | 4.8 | 5
2263 | 4 | 5 | 7 | 32 | 38.84 | 57.02 | 41 | 39.92 | 0 | 3.8 | 13.9 | 5 | 4.4
2264 | 4 | 5 | 8 | 32 | 37.4 | 62.06 | 41 | 44.06 | 0 | 3 | 16.7 | 5 | 6.7
2265 | 4 | 5 | 9 | 35.6 | 38.84 | 66.02 | 41 | 48.92 | 2 | 3.8 | 18.9 | 5 | 9.4
2266 | 4 | 5 | 10 | 39.2 | 40.46 | 69.08 | 41 | 53.06 | 4 | 4.7 | 20.6 | 5 | 11.7
2267 | 4 | 5 | 11 | 42.8 | 42.8 | 71.96 | 44.06 | 55.94 | 6 | 6 | 22.2 | 6.7 | 13.3
2268 | 4 | 5 | 12 | 45.86 | 44.42 | 73.04 | 46.94 | 60.08 | 7.7 | 6.9 | 22.8 | 8.3 | 15.6
2269 | 4 | 5 | 13 | 48.2 | 47.66 | 75.02 | 50 | 62.06 | 9 | 8.7 | 23.9 | 10 | 16.7
2270 | 4 | 5 | 14 | 50 | 48.38 | 75.92 | 50.36 | 64.04 | 10 | 9.1 | 24.4 | 10.2 | 17.8
2271 | 4 | 5 | 15 | 50 | 48.74 | 75.92 | 50.72 | 64.94 | 10 | 9.3 | 24.4 | 10.4 | 18.3
2272 | 4 | 5 | 16 | 51.8 | 46.22 | 75.02 | 51.08 | 66.92 | 11 | 7.9 | 23.9 | 10.6 | 19.4
2273 | 4 | 5 | 17 | 51.8 | 42.62 | 75.92 | 48.74 | 64.04 | 11 | 5.9 | 24.4 | 9.3 | 17.8
2274 | 4 | 5 | 18 | 48.2 | 37.22 | 73.04 | 46.4 | 60.08 | 9 | 2.9 | 22.8 | 8 | 15.6
2275 | 4 | 5 | 19 | 42.8 | 32.54 | 69.98 | 44.06 | 51.98 | 6 | 0.3 | 21.1 | 6.7 | 11.1
2276 | 4 | 5 | 20 | 39.2 | 30.2 | 66.02 | 42.98 | 48.02 | 4 | -1 | 18.9 | 6.1 | 8.9
2277 | 4 | 5 | 21 | 41 | 30.56 | 64.04 | 42.08 | 46.04 | 5 | -0.8 | 17.8 | 5.6 | 7.8
2278 | 4 | 5 | 22 | 41 | 26.96 | 60.08 | 41 | 42.98 | 5 | -2.8 | 15.6 | 5 | 6.1
2279 | 4 | 5 | 23 | 37.4 | 28.4 | 60.08 | 41 | 39.92 | 3 | -2 | 15.6 | 5 | 4.4
2280 | 4 | 5 | 24 | 39.2 | 29.84 | 57.02 | 41 | 39.92 | 4 | -1.2 | 13.9 | 5 | 4.4
2281 | 4 | 6 | 1 | 39.2 | 30.38 | 53.06 | 41 | 37.94 | 4 | -0.9 | 11.7 | 5 | 3.3
2282 | 4 | 6 | 2 | 37.4 | 32.72 | 55.94 | 40.28 | 37.58 | 3 | 0.4 | 13.3 | 4.6 | 3.1
2283 | 4 | 6 | 3 | 36.5 | 33.26 | 55.04 | 39.74 | 37.04 | 2.5 | 0.7 | 12.8 | 4.3 | 2.8
2284 | 4 | 6 | 4 | 35.6 | 32.72 | 55.04 | 39.02 | 35.96 | 2 | 0.4 | 12.8 | 3.9 | 2.2
2285 | 4 | 6 | 5 | 33.8 | 34.16 | 53.06 | 40.1 | 35.96 | 1 | 1.2 | 11.7 | 4.5 | 2.2
2286 | 4 | 6 | 6 | 32 | 34.52 | 53.96 | 41 | 35.06 | 0 | 1.4 | 12.2 | 5 | 1.7
2287 | 4 | 6 | 7 | 35.6 | 34.88 | 57.02 | 42.08 | 37.04 | 2 | 1.6 | 13.9 | 5.6 | 2.8
2288 | 4 | 6 | 8 | 41 | 36.32 | 64.04 | 44.42 | 39.02 | 5 | 2.4 | 17.8 | 6.9 | 3.9
2289 | 4 | 6 | 9 | 44.6 | 37.76 | 64.94 | 46.58 | 41 | 7 | 3.2 | 18.3 | 8.1 | 5
2290 | 4 | 6 | 10 | 50 | 40.28 | 66.92 | 48.92 | 42.98 | 10 | 4.6 | 19.4 | 9.4 | 6.1
2291 | 4 | 6 | 11 | 55.4 | 42.8 | 68 | 50 | 46.04 | 13 | 6 | 20 | 10 | 7.8
2292 | 4 | 6 | 12 | 57.2 | 47.12 | 69.08 | 50.9 | 48.92 | 14 | 8.4 | 20.6 | 10.5 | 9.4
2293 | 4 | 6 | 13 | 64.4 | 50.36 | 66.02 | 51.98 | 51.08 | 18 | 10.2 | 18.9 | 11.1 | 10.6
2294 | 4 | 6 | 14 | 66.2 | 52.88 | 68 | 50.9 | 53.06 | 19 | 11.6 | 20 | 10.5 | 11.7
2295 | 4 | 6 | 15 | 66.2 | 53.96 | 68 | 50 | 53.96 | 19 | 12.2 | 20 | 10 | 12.2
2296 | 4 | 6 | 16 | 66.2 | 55.04 | 62.96 | 48.92 | 55.94 | 19 | 12.8 | 17.2 | 9.4 | 13.3
2297 | 4 | 6 | 17 | 66.2 | 54.86 | 64.94 | 46.58 | 55.94 | 19 | 12.7 | 18.3 | 8.1 | 13.3
2298 | 4 | 6 | 18 | 62.6 | 53.78 | 59 | 44.42 | 53.96 | 17 | 12.1 | 15 | 6.9 | 12.2
2299 | 4 | 6 | 19 | 55.4 | 48.2 | 53.06 | 42.08 | 53.06 | 13 | 9 | 11.7 | 5.6 | 11.7
2300 | 4 | 6 | 20 | 50 | 43.52 | 51.08 | 40.46 | 50 | 10 | 6.4 | 10.6 | 4.7 | 10
2301 | 4 | 6 | 21 | 53.6 | 39.02 | 51.08 | 38.66 | 48.92 | 12 | 3.9 | 10.6 | 3.7 | 9.4
2302 | 4 | 6 | 22 | 46.4 | 35.24 | 51.08 | 37.04 | 48.02 | 8 | 1.8 | 10.6 | 2.8 | 8.9
2303 | 4 | 6 | 23 | 44.6 | 31.64 | 50 | 35.42 | 46.04 | 7 | -0.2 | 10 | 1.9 | 7.8
2304 | 4 | 6 | 24 | 44.6 | 28.04 | 51.08 | 33.62 | 44.06 | 7 | -2.2 | 10.6 | 0.9 | 6.7
2305 | 4 | 7 | 1 | 42.8 | 26.24 | 46.94 | 32 | 42.08 | 6 | -3.2 | 8.3 | 0 | 5.6
2306 | 4 | 7 | 2 | 41 | 25.16 | 46.94 | 30.38 | 39.92 | 5 | -3.8 | 8.3 | -0.9 | 4.4
2307 | 4 | 7 | 3 | 42.8 | 24.26 | 46.94 | 28.58 | 39.92 | 6 | -4.3 | 8.3 | -1.9 | 4.4
2308 | 4 | 7 | 4 | 50 | 21.74 | 46.04 | 26.96 | 39.92 | 10 | -5.7 | 7.8 | -2.8 | 4.4
2309 | 4 | 7 | 5 | 41 | 19.76 | 46.04 | 28.04 | 39.92 | 5 | -6.8 | 7.8 | -2.2 | 4.4
2310 | 4 | 7 | 6 | 46.4 | 18.5 | 46.04 | 28.94 | 37.94 | 8 | -7.5 | 7.8 | -1.7 | 3.3
2311 | 4 | 7 | 7 | 46.4 | 24.98 | 50 | 30.02 | 39.02 | 8 | -3.9 | 10 | -1.1 | 3.9
2312 | 4 | 7 | 8 | 51.8 | 32.18 | 53.96 | 34.7 | 41 | 11 | 0.1 | 12.2 | 1.5 | 5
2313 | 4 | 7 | 9 | 59 | 38.12 | 59 | 39.38 | 44.96 | 15 | 3.4 | 15 | 4.1 | 7.2
2314 | 4 | 7 | 10 | 62.6 | 43.7 | 60.98 | 44.06 | 48.02 | 17 | 6.5 | 16.1 | 6.7 | 8.9
2315 | 4 | 7 | 11 | 66.2 | 48.56 | 62.96 | 46.76 | 48.92 | 19 | 9.2 | 17.2 | 8.2 | 9.4
2316 | 4 | 7 | 12 | 68 | 52.34 | 62.06 | 49.28 | 51.08 | 20 | 11.3 | 16.7 | 9.6 | 10.6
2317 | 4 | 7 | 13 | 69.8 | 55.58 | 68 | 51.98 | 53.06 | 21 | 13.1 | 20 | 11.1 | 11.7
2318 | 4 | 7 | 14 | 69.8 | 58.1 | 69.98 | 52.34 | 53.96 | 21 | 14.5 | 21.1 | 11.3 | 12.2
2319 | 4 | 7 | 15 | 69.8 | 59.18 | 71.06 | 52.7 | 53.06 | 21 | 15.1 | 21.7 | 11.5 | 11.7
2320 | 4 | 7 | 16 | 69.8 | 58.46 | 71.06 | 53.06 | 55.04 | 21 | 14.7 | 21.7 | 11.7 | 12.8
2321 | 4 | 7 | 17 | 66.2 | 56.48 | 69.98 | 51.62 | 53.96 | 19 | 13.6 | 21.1 | 10.9 | 12.2
2322 | 4 | 7 | 18 | 62.6 | 53.6 | 68 | 50.36 | 51.98 | 17 | 12 | 20 | 10.2 | 11.1
2323 | 4 | 7 | 19 | 57.2 | 46.94 | 64.94 | 48.92 | 50 | 14 | 8.3 | 18.3 | 9.4 | 10
2324 | 4 | 7 | 20 | 55.4 | 41.18 | 64.04 | 46.58 | 50 | 13 | 5.1 | 17.8 | 8.1 | 10
2325 | 4 | 7 | 21 | 53.6 | 35.6 | 62.96 | 44.42 | 42.98 | 12 | 2 | 17.2 | 6.9 | 6.1
2326 | 4 | 7 | 22 | 51.8 | 28.4 | 60.08 | 42.08 | 39.92 | 11 | -2 | 15.6 | 5.6 | 4.4
2327 | 4 | 7 | 23 | 50 | 29.66 | 55.94 | 38.66 | 39.92 | 10 | -1.3 | 13.3 | 3.7 | 4.4
2328 | 4 | 7 | 24 | 50 | 26.78 | 57.02 | 35.42 | 39.02 | 10 | -2.9 | 13.9 | 1.9 | 3.9
2329 | 4 | 8 | 1 | 55.4 | 25.88 | 55.04 | 32 | 39.02 | 13 | -3.4 | 12.8 | 0 | 3.9
2330 | 4 | 8 | 2 | 48.2 | 26.06 | 55.94 | 31.64 | 37.94 | 9 | -3.3 | 13.3 | -0.2 | 3.3
2331 | 4 | 8 | 3 | 46.4 | 27.5 | 51.98 | 31.28 | 37.94 | 8 | -2.5 | 11.1 | -0.4 | 3.3
2332 | 4 | 8 | 4 | 46.4 | 23.72 | 51.98 | 30.92 | 37.04 | 8 | -4.6 | 11.1 | -0.6 | 2.8
2333 | 4 | 8 | 5 | 44.96 | 23.9 | 53.96 | 32 | 37.04 | 7.2 | -4.5 | 12.2 | 0 | 2.8
2334 | 4 | 8 | 6 | 44.6 | 21.02 | 53.96 | 32.9 | 35.06 | 7 | -6.1 | 12.2 | 0.5 | 1.7
2335 | 4 | 8 | 7 | 44.6 | 27.14 | 57.02 | 33.98 | 35.96 | 7 | -2.7 | 13.9 | 1.1 | 2.2
2336 | 4 | 8 | 8 | 48.2 | 33.44 | 60.98 | 39.38 | 39.92 | 9 | 0.8 | 16.1 | 4.1 | 4.4
2337 | 4 | 8 | 9 | 51.8 | 34.52 | 64.04 | 44.6 | 42.08 | 11 | 1.4 | 17.8 | 7 | 5.6
2338 | 4 | 8 | 10 | 57.2 | 38.84 | 66.92 | 50 | 44.96 | 14 | 3.8 | 19.4 | 10 | 7.2
2339 | 4 | 8 | 11 | 59 | 41.18 | 68 | 53.6 | 48.02 | 15 | 5.1 | 20 | 12 | 8.9
2340 | 4 | 8 | 12 | 60.8 | 43.34 | 69.08 | 57.38 | 48.92 | 16 | 6.3 | 20.6 | 14.1 | 9.4
2341 | 4 | 8 | 13 | 60.8 | 44.42 | 73.04 | 60.98 | 51.98 | 16 | 6.9 | 22.8 | 16.1 | 11.1
2342 | 4 | 8 | 14 | 60.8 | 45.68 | 73.04 | 61.7 | 55.04 | 16 | 7.6 | 22.8 | 16.5 | 12.8
2343 | 4 | 8 | 15 | 60.8 | 47.84 | 73.94 | 62.24 | 57.02 | 16 | 8.8 | 23.3 | 16.8 | 13.9
2344 | 4 | 8 | 16 | 60.8 | 48.02 | 73.94 | 62.96 | 57.92 | 16 | 8.9 | 23.3 | 17.2 | 14.4
2345 | 4 | 8 | 17 | 60.8 | 47.12 | 73.04 | 60.26 | 59 | 16 | 8.4 | 22.8 | 15.7 | 15
2346 | 4 | 8 | 18 | 57.2 | 41.36 | 71.96 | 57.74 | 59 | 14 | 5.2 | 22.2 | 14.3 | 15
2347 | 4 | 8 | 19 | 51.8 | 39.56 | 68 | 55.04 | 57.02 | 11 | 4.2 | 20 | 12.8 | 13.9
2348 | 4 | 8 | 20 | 42.8 | 36.86 | 66.92 | 53.96 | 53.96 | 6 | 2.7 | 19.4 | 12.2 | 12.2
2349 | 4 | 8 | 21 | 41 | 34.16 | 62.06 | 53.06 | 50 | 5 | 1.2 | 16.7 | 11.7 | 10
2350 | 4 | 8 | 22 | 41 | 31.28 | 62.06 | 51.98 | 51.08 | 5 | -0.4 | 16.7 | 11.1 | 10.6
2351 | 4 | 8 | 23 | 39.2 | 29.48 | 60.08 | 50.9 | 50 | 4 | -1.4 | 15.6 | 10.5 | 10
2352 | 4 | 8 | 24 | 39.2 | 26.6 | 57.92 | 50 | 48.92 | 4 | -3 | 14.4 | 10 | 9.4
2353 | 4 | 9 | 1 | 37.4 | 26.06 | 57.02 | 48.92 | 46.94 | 3 | -3.3 | 13.9 | 9.4 | 8.3
2354 | 4 | 9 | 2 | 37.4 | 26.24 | 53.06 | 49.28 | 44.06 | 3 | -3.2 | 11.7 | 9.6 | 6.7
2355 | 4 | 9 | 3 | 39.2 | 26.42 | 51.98 | 49.64 | 42.98 | 4 | -3.1 | 11.1 | 9.8 | 6.1
2356 | 4 | 9 | 4 | 39.2 | 26.6 | 51.08 | 50 | 39.92 | 4 | -3 | 10.6 | 10 | 4.4
2357 | 4 | 9 | 5 | 39.2 | 25.16 | 51.08 | 50.72 | 41 | 4 | -3.8 | 10.6 | 10.4 | 5
2358 | 4 | 9 | 6 | 39.2 | 24.8 | 50 | 51.26 | 39.02 | 4 | -4 | 10 | 10.7 | 3.9
2359 | 4 | 9 | 7 | 42.8 | 24.98 | 57.92 | 51.98 | 42.08 | 6 | -3.9 | 14.4 | 11.1 | 5.6
2360 | 4 | 9 | 8 | 50 | 30.2 | 64.04 | 54.32 | 44.96 | 10 | -1 | 17.8 | 12.4 | 7.2
2361 | 4 | 9 | 9 | 51.8 | 37.22 | 66.92 | 56.66 | 48.92 | 11 | 2.9 | 19.4 | 13.7 | 9.4
2362 | 4 | 9 | 10 | 55.4 | 46.4 | 71.96 | 59 | 51.98 | 13 | 8 | 22.2 | 15 | 11.1
2363 | 4 | 9 | 11 | 60.8 | 46.58 | 73.04 | 60.26 | 55.94 | 16 | 8.1 | 22.8 | 15.7 | 13.3
2364 | 4 | 9 | 12 | 60.8 | 46.76 | 75.02 | 61.7 | 60.08 | 16 | 8.2 | 23.9 | 16.5 | 15.6
2365 | 4 | 9 | 13 | 59 | 46.04 | 77 | 62.96 | 62.06 | 15 | 7.8 | 25 | 17.2 | 16.7
2366 | 4 | 9 | 14 | 62.6 | 42.98 | 78.08 | 61.7 | 64.04 | 17 | 6.1 | 25.6 | 16.5 | 17.8
2367 | 4 | 9 | 15 | 62.6 | 42.26 | 78.08 | 60.26 | 66.02 | 17 | 5.7 | 25.6 | 15.7 | 18.9
2368 | 4 | 9 | 16 | 55.4 | 39.38 | 78.98 | 59 | 66.02 | 13 | 4.1 | 26.1 | 15 | 18.9
2369 | 4 | 9 | 17 | 53.6 | 35.6 | 78.08 | 56.3 | 66.02 | 12 | 2 | 25.6 | 13.5 | 18.9
2370 | 4 | 9 | 18 | 46.4 | 30.74 | 77 | 53.78 | 64.94 | 8 | -0.7 | 25 | 12.1 | 18.3
2371 | 4 | 9 | 19 | 44.6 | 27.86 | 73.94 | 51.08 | 60.98 | 7 | -2.3 | 23.3 | 10.6 | 16.1
2372 | 4 | 9 | 20 | 42.8 | 26.06 | 69.08 | 48.74 | 57.02 | 6 | -3.3 | 20.6 | 9.3 | 13.9
2373 | 4 | 9 | 21 | 37.4 | 21.2 | 66.92 | 46.4 | 55.04 | 3 | -6 | 19.4 | 8 | 12.8
2374 | 4 | 9 | 22 | 37.4 | 20.84 | 66.02 | 44.06 | 55.04 | 3 | -6.2 | 18.9 | 6.7 | 12.8
2375 | 4 | 9 | 23 | 41 | 20.48 | 62.06 | 41 | 51.98 | 5 | -6.4 | 16.7 | 5 | 11.1
2376 | 4 | 9 | 24 | 39.2 | 20.12 | 60.08 | 38.12 | 48.92 | 4 | -6.6 | 15.6 | 3.4 | 9.4
2377 | 4 | 10 | 1 | 37.4 | 19.76 | 60.98 | 35.06 | 48.92 | 3 | -6.8 | 16.1 | 1.7 | 9.4
2378 | 4 | 10 | 2 | 37.4 | 19.4 | 60.98 | 33.44 | 48.02 | 3 | -7 | 16.1 | 0.8 | 8.9
2379 | 4 | 10 | 3 | 37.4 | 19.04 | 57.02 | 31.64 | 46.04 | 3 | -7.2 | 13.9 | -0.2 | 7.8
2380 | 4 | 10 | 4 | 37.4 | 18.68 | 59 | 30.02 | 46.94 | 3 | -7.4 | 15 | -1.1 | 8.3
2381 | 4 | 10 | 5 | 35.6 | 18.32 | 57.02 | 32 | 46.04 | 2 | -7.6 | 13.9 | 0 | 7.8
2382 | 4 | 10 | 6 | 37.4 | 17.96 | 57.92 | 33.98 | 46.04 | 3 | -7.8 | 14.4 | 1.1 | 7.8
2383 | 4 | 10 | 7 | 39.2 | 17.6 | 60.98 | 35.96 | 46.94 | 4 | -8 | 16.1 | 2.2 | 8.3
2384 | 4 | 10 | 8 | 42.8 | 17.6 | 64.04 | 41.36 | 50 | 6 | -8 | 17.8 | 5.2 | 10
2385 | 4 | 10 | 9 | 42.8 | 17.42 | 66.02 | 46.58 | 53.96 | 6 | -8.1 | 18.9 | 8.1 | 12.2
2386 | 4 | 10 | 10 | 44.6 | 19.4 | 69.98 | 51.98 | 59 | 7 | -7 | 21.1 | 11.1 | 15
2387 | 4 | 10 | 11 | 44.6 | 19.4 | 71.96 | 55.4 | 62.06 | 7 | -7 | 22.2 | 13 | 16.7
2388 | 4 | 10 | 12 | 48.2 | 19.22 | 73.94 | 58.64 | 66.02 | 9 | -7.1 | 23.3 | 14.8 | 18.9
2389 | 4 | 10 | 13 | 51.8 | 20.12 | 75.92 | 62.06 | 69.08 | 11 | -6.6 | 24.4 | 16.7 | 20.6
2390 | 4 | 10 | 14 | 50 | 19.94 | 78.98 | 62.06 | 69.98 | 10 | -6.7 | 26.1 | 16.7 | 21.1
2391 | 4 | 10 | 15 | 50 | 21.02 | 78.98 | 62.06 | 71.06 | 10 | -6.1 | 26.1 | 16.7 | 21.7
2392 | 4 | 10 | 16 | 51.8 | 19.94 | 78.98 | 62.06 | 71.06 | 11 | -6.7 | 26.1 | 16.7 | 21.7
2393 | 4 | 10 | 17 | 50 | 17.78 | 77 | 58.64 | 69.98 | 10 | -7.9 | 25 | 14.8 | 21.1
2394 | 4 | 10 | 18 | 48.2 | 18.86 | 77 | 55.4 | 69.08 | 9 | -7.3 | 25 | 13 | 20.6
2395 | 4 | 10 | 19 | 41 | 18.86 | 73.94 | 51.98 | 66.02 | 5 | -7.3 | 23.3 | 11.1 | 18.9
2396 | 4 | 10 | 20 | 39.2 | 18.68 | 69.98 | 49.28 | 60.98 | 4 | -7.4 | 21.1 | 9.6 | 16.1
2397 | 4 | 10 | 21 | 33.8 | 17.6 | 68 | 46.76 | 60.08 | 1 | -8 | 20 | 8.2 | 15.6
2398 | 4 | 10 | 22 | 33.8 | 17.6 | 64.94 | 44.06 | 60.08 | 1 | -8 | 18.3 | 6.7 | 15.6
2399 | 4 | 10 | 23 | 32 | 16.34 | 62.96 | 42.98 | 59 | 0 | -8.7 | 17.2 | 6.1 | 15
2400 | 4 | 10 | 24 | 28.4 | 15.26 | 64.94 | 42.08 | 57.92 | -2 | -9.3 | 18.3 | 5.6 | 14.4
2401 | 4 | 11 | 1 | 26.6 | 15.08 | 62.06 | 41 | 57.02 | -3 | -9.4 | 16.7 | 5 | 13.9
2402 | 4 | 11 | 2 | 28.4 | 14.18 | 59 | 38.3 | 55.94 | -2 | -9.9 | 15 | 3.5 | 13.3
2403 | 4 | 11 | 3 | 26.6 | 15.08 | 57.92 | 35.78 | 53.96 | -3 | -9.4 | 14.4 | 2.1 | 12.2
2404 | 4 | 11 | 4 | 23 | 15.98 | 57.02 | 33.08 | 51.98 | -5 | -8.9 | 13.9 | 0.6 | 11.1
2405 | 4 | 11 | 5 | 26.6 | 15.8 | 55.04 | 35.42 | 51.98 | -3 | -9 | 12.8 | 1.9 | 11.1
2406 | 4 | 11 | 6 | 30.2 | 15.8 | 55.94 | 37.58 | 50 | -1 | -9 | 13.3 | 3.1 | 10
2407 | 4 | 11 | 7 | 35.6 | 15.8 | 60.08 | 39.92 | 53.96 | 2 | -9 | 15.6 | 4.4 | 12.2
2408 | 4 | 11 | 8 | 39.2 | 16.7 | 66.92 | 42.98 | 53.96 | 4 | -8.5 | 19.4 | 6.1 | 12.2
2409 | 4 | 11 | 9 | 41 | 16.7 | 71.06 | 45.86 | 59 | 5 | -8.5 | 21.7 | 7.7 | 15
2410 | 4 | 11 | 10 | 46.4 | 16.52 | 75.02 | 48.92 | 64.04 | 8 | -8.6 | 23.9 | 9.4 | 17.8
2411 | 4 | 11 | 11 | 50 | 18.5 | 78.98 | 51.26 | 66.02 | 10 | -7.5 | 26.1 | 10.7 | 18.9
2412 | 4 | 11 | 12 | 53.6 | 19.22 | 80.96 | 53.6 | 69.98 | 12 | -7.1 | 27.2 | 12 | 21.1
2413 | 4 | 11 | 13 | 57.2 | 21.2 | 82.04 | 55.94 | 73.94 | 14 | -6 | 27.8 | 13.3 | 23.3
2414 | 4 | 11 | 14 | 59 | 22.1 | 84.02 | 56.66 | 75.02 | 15 | -5.5 | 28.9 | 13.7 | 23.9
2415 | 4 | 11 | 15 | 60.8 | 22.82 | 84.02 | 57.2 | 75.92 | 16 | -5.1 | 28.9 | 14 | 24.4
2416 | 4 | 11 | 16 | 59 | 22.64 | 84.02 | 57.92 | 75.92 | 15 | -5.2 | 28.9 | 14.4 | 24.4
2417 | 4 | 11 | 17 | 57.2 | 21.56 | 82.04 | 54.86 | 75.02 | 14 | -5.8 | 27.8 | 12.7 | 23.9
2418 | 4 | 11 | 18 | 53.6 | 20.48 | 80.96 | 51.98 | 75.02 | 12 | -6.4 | 27.2 | 11.1 | 23.9
2419 | 4 | 11 | 19 | 51.8 | 18.32 | 78.08 | 48.92 | 71.96 | 11 | -7.6 | 25.6 | 9.4 | 22.2
2420 | 4 | 11 | 20 | 50 | 17.24 | 75.02 | 45.32 | 62.96 | 10 | -8.2 | 23.9 | 7.4 | 17.2
2421 | 4 | 11 | 21 | 50 | 15.98 | 71.06 | 41.54 | 64.94 | 10 | -8.9 | 21.7 | 5.3 | 18.3
2422 | 4 | 11 | 22 | 46.4 | 15.8 | 71.06 | 37.94 | 62.96 | 8 | -9 | 21.7 | 3.3 | 17.2
2423 | 4 | 11 | 23 | 42.8 | 15.8 | 69.08 | 37.22 | 60.98 | 6 | -9 | 20.6 | 2.9 | 16.1
2424 | 4 | 11 | 24 | 41 | 15.98 | 66.02 | 36.68 | 55.94 | 5 | -8.9 | 18.9 | 2.6 | 13.3
2425 | 4 | 12 | 1 | 39.2 | 15.8 | 66.02 | 35.96 | 57.92 | 4 | -9 | 18.9 | 2.2 | 14.4
2426 | 4 | 12 | 2 | 37.4 | 15.8 | 66.02 | 33.26 | 55.94 | 3 | -9 | 18.9 | 0.7 | 13.3
2427 | 4 | 12 | 3 | 37.4 | 15.8 | 64.04 | 30.74 | 55.04 | 3 | -9 | 17.8 | -0.7 | 12.8
2428 | 4 | 12 | 4 | 35.6 | 15.8 | 62.96 | 28.04 | 53.06 | 2 | -9 | 17.2 | -2.2 | 11.7
2429 | 4 | 12 | 5 | 35.6 | 14.9 | 64.04 | 30.02 | 51.08 | 2 | -9.5 | 17.8 | -1.1 | 10.6
2430 | 4 | 12 | 6 | 35.6 | 15.26 | 62.96 | 32 | 50 | 2 | -9.3 | 17.2 | 0 | 10
2431 | 4 | 12 | 7 | 41 | 19.4 | 64.94 | 33.98 | 50 | 5 | -7 | 18.3 | 1.1 | 10
2432 | 4 | 12 | 8 | 46.4 | 21.74 | 64.94 | 41 | 55.04 | 8 | -5.7 | 18.3 | 5 | 12.8
2433 | 4 | 12 | 9 | 51.8 | 26.24 | 66.92 | 48.02 | 57.92 | 11 | -3.2 | 19.4 | 8.9 | 14.4
2434 | 4 | 12 | 10 | 55.4 | 29.66 | 73.04 | 55.04 | 62.96 | 13 | -1.3 | 22.8 | 12.8 | 17.2
2435 | 4 | 12 | 11 | 60.8 | 37.04 | 77 | 58.64 | 66.02 | 16 | 2.8 | 25 | 14.8 | 18.9
2436 | 4 | 12 | 12 | 66.2 | 38.3 | 78.08 | 62.42 | 69.98 | 19 | 3.5 | 25.6 | 16.9 | 21.1
2437 | 4 | 12 | 13 | 69.8 | 41.72 | 78.08 | 66.02 | 71.96 | 21 | 5.4 | 25.6 | 18.9 | 22.2
2438 | 4 | 12 | 14 | 69.8 | 38.84 | 80.06 | 67.64 | 73.94 | 21 | 3.8 | 26.7 | 19.8 | 23.3
2439 | 4 | 12 | 15 | 68 | 42.26 | 80.96 | 69.44 | 73.94 | 20 | 5.7 | 27.2 | 20.8 | 23.3
2440 | 4 | 12 | 16 | 66.2 | 39.74 | 78.98 | 71.06 | 75.92 | 19 | 4.3 | 26.1 | 21.7 | 24.4
2441 | 4 | 12 | 17 | 64.4 | 36.14 | 75.92 | 67.46 | 75.92 | 18 | 2.3 | 24.4 | 19.7 | 24.4
2442 | 4 | 12 | 18 | 62.6 | 30.38 | 73.04 | 63.68 | 73.94 | 17 | -0.9 | 22.8 | 17.6 | 23.3
2443 | 4 | 12 | 19 | 59 | 24.8 | 69.08 | 60.08 | 66.92 | 15 | -4 | 20.6 | 15.6 | 19.4
2444 | 4 | 12 | 20 | 55.4 | 20.66 | 64.04 | 54.14 | 62.96 | 13 | -6.3 | 17.8 | 12.3 | 17.2
2445 | 4 | 12 | 21 | 51.8 | 18.68 | 60.08 | 48.02 | 60.98 | 11 | -7.4 | 15.6 | 8.9 | 16.1
2446 | 4 | 12 | 22 | 50 | 17.42 | 59 | 42.08 | 62.06 | 10 | -8.1 | 15 | 5.6 | 16.7
2447 | 4 | 12 | 23 | 44.6 | 12.38 | 57.02 | 40.1 | 64.04 | 7 | -10.9 | 13.9 | 4.5 | 17.8
2448 | 4 | 12 | 24 | 46.4 | 7.34 | 55.94 | 37.94 | 60.08 | 8 | -13.7 | 13.3 | 3.3 | 15.6
2449 | 4 | 13 | 1 | 44.6 | 7.34 | 55.04 | 35.96 | 57.92 | 7 | -13.7 | 12.8 | 2.2 | 14.4
2450 | 4 | 13 | 2 | 44.6 | 6.08 | 55.04 | 35.96 | 59 | 7 | -14.4 | 12.8 | 2.2 | 15
2451 | 4 | 13 | 3 | 42.8 | 6.08 | 53.96 | 35.96 | 55.94 | 6 | -14.4 | 12.2 | 2.2 | 13.3
2452 | 4 | 13 | 4 | 42.8 | 5.9 | 51.98 | 35.96 | 57.02 | 6 | -14.5 | 11.1 | 2.2 | 13.9
2453 | 4 | 13 | 5 | 37.4 | 5 | 53.06 | 36.68 | 53.96 | 3 | -15 | 11.7 | 2.6 | 12.2
2454 | 4 | 13 | 6 | 37.4 | 5.72 | 51.98 | 37.22 | 53.06 | 3 | -14.6 | 11.1 | 2.9 | 11.7
2455 | 4 | 13 | 7 | 46.4 | 7.7 | 55.04 | 37.94 | 51.98 | 8 | -13.5 | 12.8 | 3.3 | 11.1
2456 | 4 | 13 | 8 | 51.8 | 13.64 | 57.92 | 44.6 | 57.02 | 11 | -10.2 | 14.4 | 7 | 13.9
2457 | 4 | 13 | 9 | 53.6 | 14.54 | 59 | 51.26 | 62.96 | 12 | -9.7 | 15 | 10.7 | 17.2
2458 | 4 | 13 | 10 | 59 | 17.42 | 62.06 | 57.92 | 66.02 | 15 | -8.1 | 16.7 | 14.4 | 18.9
2459 | 4 | 13 | 11 | 60.8 | 22.46 | 62.96 | 62.6 | 71.06 | 16 | -5.3 | 17.2 | 17 | 21.7
2460 | 4 | 13 | 12 | 60.8 | 28.22 | 66.92 | 67.28 | 71.96 | 16 | -2.1 | 19.4 | 19.6 | 22.2
2461 | 4 | 13 | 13 | 64.4 | 32.18 | 68 | 71.96 | 75.02 | 18 | 0.1 | 20 | 22.2 | 23.9
2462 | 4 | 13 | 14 | 59 | 42.98 | 68 | 71.96 | 75.92 | 15 | 6.1 | 20 | 22.2 | 24.4
2463 | 4 | 13 | 15 | 51.8 | 44.78 | 68 | 71.96 | 77 | 11 | 7.1 | 20 | 22.2 | 25
2464 | 4 | 13 | 16 | 55.4 | 42.8 | 68 | 71.96 | 78.08 | 13 | 6 | 20 | 22.2 | 25.6
2465 | 4 | 13 | 17 | 59 | 41.72 | 68 | 68.9 | 78.98 | 15 | 5.4 | 20 | 20.5 | 26.1
2466 | 4 | 13 | 18 | 55.4 | 37.58 | 66.02 | 66.02 | 77 | 13 | 3.1 | 18.9 | 18.9 | 25
2467 | 4 | 13 | 19 | 51.8 | 32.54 | 66.02 | 62.96 | 71.06 | 11 | 0.3 | 18.9 | 17.2 | 21.7
2468 | 4 | 13 | 20 | 46.4 | 27.5 | 60.08 | 61.34 | 66.92 | 8 | -2.5 | 15.6 | 16.3 | 19.4
2469 | 4 | 13 | 21 | 50 | 21.38 | 55.94 | 59.54 | 69.98 | 10 | -5.9 | 13.3 | 15.3 | 21.1
2470 | 4 | 13 | 22 | 44.6 | 19.22 | 59 | 57.92 | 64.94 | 7 | -7.1 | 15 | 14.4 | 18.3
2471 | 4 | 13 | 23 | 44.6 | 14.18 | 57.02 | 57.2 | 59 | 7 | -9.9 | 13.9 | 14 | 15
2472 | 4 | 13 | 24 | 44.6 | 9.14 | 55.94 | 56.66 | 57.02 | 7 | -12.7 | 13.3 | 13.7 | 13.9
2473 | 4 | 14 | 1 | 44.6 | 8.96 | 55.94 | 55.94 | 55.04 | 7 | -12.8 | 13.3 | 13.3 | 12.8
2474 | 4 | 14 | 2 | 46.4 | 7.88 | 53.96 | 53.6 | 55.94 | 8 | -13.4 | 12.2 | 12 | 13.3
2475 | 4 | 14 | 3 | 44.6 | 5.72 | 51.08 | 51.26 | 55.94 | 7 | -14.6 | 10.6 | 10.7 | 13.3
2476 | 4 | 14 | 4 | 42.8 | 4.82 | 48.02 | 48.92 | 50 | 6 | -15.1 | 8.9 | 9.4 | 10
2477 | 4 | 14 | 5 | 41 | 1.58 | 48.02 | 49.64 | 46.94 | 5 | -16.9 | 8.9 | 9.8 | 8.3
2478 | 4 | 14 | 6 | 37.4 | 2.66 | 51.08 | 50.36 | 50 | 3 | -16.3 | 10.6 | 10.2 | 10
2479 | 4 | 14 | 7 | 35.6 | 8.42 | 55.04 | 51.08 | 55.04 | 2 | -13.1 | 12.8 | 10.6 | 12.8
2480 | 4 | 14 | 8 | 33.8 | 18.32 | 57.92 | 54.32 | 57.92 | 1 | -7.6 | 14.4 | 12.4 | 14.4
2481 | 4 | 14 | 9 | 33.8 | 39.2 | 62.06 | 57.74 | 62.06 | 1 | 4 | 16.7 | 14.3 | 16.7
2482 | 4 | 14 | 10 | 33.8 | 44.42 | 62.96 | 60.98 | 66.02 | 1 | 6.9 | 17.2 | 16.1 | 18.9
2483 | 4 | 14 | 11 | 33.8 | 49.46 | 64.04 | 62.06 | 66.92 | 1 | 9.7 | 17.8 | 16.7 | 19.4
2484 | 4 | 14 | 12 | 35.6 | 50.54 | 64.94 | 62.96 | 71.06 | 2 | 10.3 | 18.3 | 17.2 | 21.7
2485 | 4 | 14 | 13 | 35.6 | 52.52 | 66.02 | 64.04 | 73.04 | 2 | 11.4 | 18.9 | 17.8 | 22.8
2486 | 4 | 14 | 14 | 35.6 | 54.86 | 66.92 | 63.68 | 73.94 | 2 | 12.7 | 19.4 | 17.6 | 23.3
2487 | 4 | 14 | 15 | 37.4 | 54.86 | 68 | 63.32 | 75.02 | 3 | 12.7 | 20 | 17.4 | 23.9
2488 | 4 | 14 | 16 | 37.4 | 55.04 | 69.08 | 62.96 | 75.92 | 3 | 12.8 | 20.6 | 17.2 | 24.4
2489 | 4 | 14 | 17 | 37.4 | 56.12 | 69.98 | 60.62 | 75.02 | 3 | 13.4 | 21.1 | 15.9 | 23.9
2490 | 4 | 14 | 18 | 33.8 | 57.2 | 68 | 58.28 | 73.04 | 1 | 14 | 20 | 14.6 | 22.8
2491 | 4 | 14 | 19 | 33.8 | 51.8 | 66.02 | 55.94 | 69.98 | 1 | 11 | 18.9 | 13.3 | 21.1
2492 | 4 | 14 | 20 | 32 | 49.64 | 64.94 | 51.98 | 66.92 | 0 | 9.8 | 18.3 | 11.1 | 19.4
2493 | 4 | 14 | 21 | 33.8 | 47.66 | 62.06 | 48.02 | 66.02 | 1 | 8.7 | 16.7 | 8.9 | 18.9
2494 | 4 | 14 | 22 | 32 | 46.4 | 62.06 | 44.06 | 64.04 | 0 | 8 | 16.7 | 6.7 | 17.8
2495 | 4 | 14 | 23 | 30.2 | 44.96 | 60.98 | 42.08 | 62.96 | -1 | 7.2 | 16.1 | 5.6 | 17.2
2496 | 4 | 14 | 24 | 28.4 | 43.7 | 57.02 | 39.92 | 62.96 | -2 | 6.5 | 13.9 | 4.4 | 17.2
2497 | 4 | 15 | 1 | 28.4 | 42.08 | 53.96 | 37.94 | 62.06 | -2 | 5.6 | 12.2 | 3.3 | 16.7
2498 | 4 | 15 | 2 | 27.5 | 41.36 | 53.06 | 35.6 | 59 | -2.5 | 5.2 | 11.7 | 2 | 15
2499 | 4 | 15 | 3 | 26.6 | 40.64 | 53.06 | 33.26 | 59 | -3 | 4.8 | 11.7 | 0.7 | 15
2500 | 4 | 15 | 4 | 24.8 | 39.92 | 51.98 | 30.92 | 57.02 | -4 | 4.4 | 11.1 | -0.6 | 13.9
2501 | 4 | 15 | 5 | 23 | 39.2 | 50 | 32.54 | 53.06 | -5 | 4 | 10 | 0.3 | 11.7
2502 | 4 | 15 | 6 | 23 | 39.2 | 50 | 34.34 | 55.94 | -5 | 4 | 10 | 1.3 | 13.3
2503 | 4 | 15 | 7 | 24.8 | 44.6 | 55.94 | 35.96 | 55.94 | -4 | 7 | 13.3 | 2.2 | 13.3
2504 | 4 | 15 | 8 | 26.6 | 50.54 | 62.06 | 41.9 | 57.02 | -3 | 10.3 | 16.7 | 5.5 | 13.9
2505 | 4 | 15 | 9 | 28.4 | 55.4 | 66.02 | 48.02 | 60.98 | -2 | 13 | 18.9 | 8.9 | 16.1
2506 | 4 | 15 | 10 | 30.2 | 57.92 | 69.98 | 53.96 | 60.08 | -1 | 14.4 | 21.1 | 12.2 | 15.6
2507 | 4 | 15 | 11 | 32 | 61.52 | 73.04 | 57.38 | 60.08 | 0 | 16.4 | 22.8 | 14.1 | 15.6
2508 | 4 | 15 | 12 | 33.8 | 64.04 | 75.92 | 60.62 | 48.92 | 1 | 17.8 | 24.4 | 15.9 | 9.4
2509 | 4 | 15 | 13 | 33.8 | 63.68 | 80.06 | 64.04 | 51.08 | 1 | 17.6 | 26.7 | 17.8 | 10.6
2510 | 4 | 15 | 14 | 33.8 | 64.04 | 82.04 | 65.3 | 50 | 1 | 17.8 | 27.8 | 18.5 | 10
2511 | 4 | 15 | 15 | 32 | 62.78 | 82.04 | 66.74 | 53.06 | 0 | 17.1 | 27.8 | 19.3 | 11.7
2512 | 4 | 15 | 16 | 35.6 | 57.2 | 80.96 | 68 | 53.06 | 2 | 14 | 27.2 | 20 | 11.7
2513 | 4 | 15 | 17 | 33.8 | 55.58 | 80.06 | 64.4 | 51.08 | 1 | 13.1 | 26.7 | 18 | 10.6
2514 | 4 | 15 | 18 | 33.8 | 53.06 | 78.08 | 60.62 | 44.96 | 1 | 11.7 | 25.6 | 15.9 | 7.2
2515 | 4 | 15 | 19 | 32 | 49.46 | 75.92 | 57.02 | 46.94 | 0 | 9.7 | 24.4 | 13.9 | 8.3
2516 | 4 | 15 | 20 | 29.84 | 46.94 | 73.04 | 53.06 | 46.04 | -1.2 | 8.3 | 22.8 | 11.7 | 7.8
2517 | 4 | 15 | 21 | 28.4 | 44.42 | 71.06 | 48.92 | 46.04 | -2 | 6.9 | 21.7 | 9.4 | 7.8
2518 | 4 | 15 | 22 | 28.4 | 42.8 | 69.08 | 44.96 | 44.96 | -2 | 6 | 20.6 | 7.2 | 7.2
2519 | 4 | 15 | 23 | 28.4 | 41 | 68 | 44.24 | 44.96 | -2 | 5 | 20 | 6.8 | 7.2
2520 | 4 | 15 | 24 | 26.6 | 39.2 | 66.02 | 43.7 | 44.96 | -3 | 4 | 18.9 | 6.5 | 7.2
2521 | 4 | 16 | 1 | 26.6 | 39.2 | 62.06 | 42.98 | 44.06 | -3 | 4 | 16.7 | 6.1 | 6.7
2522 | 4 | 16 | 2 | 24.8 | 40.82 | 60.08 | 39.38 | 42.08 | -4 | 4.9 | 15.6 | 4.1 | 5.6
2523 | 4 | 16 | 3 | 24.8 | 39.38 | 57.92 | 35.6 | 42.08 | -4 | 4.1 | 14.4 | 2 | 5.6
2524 | 4 | 16 | 4 | 23 | 40.1 | 55.94 | 32 | 39.92 | -5 | 4.5 | 13.3 | 0 | 4.4
2525 | 4 | 16 | 5 | 23 | 39.74 | 55.04 | 34.34 | 39.02 | -5 | 4.3 | 12.8 | 1.3 | 3.9
2526 | 4 | 16 | 6 | 23 | 37.58 | 53.96 | 36.68 | 39.02 | -5 | 3.1 | 12.2 | 2.6 | 3.9
2527 | 4 | 16 | 7 | 26.6 | 43.16 | 57.92 | 39.02 | 41 | -3 | 6.2 | 14.4 | 3.9 | 5
2528 | 4 | 16 | 8 | 32 | 49.82 | 60.08 | 46.4 | 46.04 | 0 | 9.9 | 15.6 | 8 | 7.8
2529 | 4 | 16 | 9 | 32 | 56.48 | 60.98 | 53.6 | 48.02 | 0 | 13.6 | 16.1 | 12 | 8.9
2530 | 4 | 16 | 10 | 32 | 59 | 64.04 | 60.98 | 51.08 | 0 | 15 | 17.8 | 16.1 | 10.6
2531 | 4 | 16 | 11 | 30.2 | 64.76 | 66.02 | 65.3 | 55.94 | -1 | 18.2 | 18.9 | 18.5 | 13.3
2532 | 4 | 16 | 12 | 30.2 | 69.44 | 66.92 | 69.62 | 59 | -1 | 20.8 | 19.4 | 20.9 | 15
2533 | 4 | 16 | 13 | 33.8 | 71.96 | 68 | 73.94 | 60.98 | 1 | 22.2 | 20 | 23.3 | 16.1
2534 | 4 | 16 | 14 | 28.4 | 71.78 | 66.92 | 74.66 | 62.96 | -2 | 22.1 | 19.4 | 23.7 | 17.2
2535 | 4 | 16 | 15 | 26.6 | 73.4 | 66.92 | 75.2 | 66.02 | -3 | 23 | 19.4 | 24 | 18.9
2536 | 4 | 16 | 16 | 26.6 | 72.14 | 68 | 75.92 | 66.92 | -3 | 22.3 | 20 | 24.4 | 19.4
2537 | 4 | 16 | 17 | 28.4 | 69.8 | 66.92 | 73.22 | 69.08 | -2 | 21 | 19.4 | 22.9 | 20.6
2538 | 4 | 16 | 18 | 28.4 | 66.38 | 64.04 | 70.7 | 66.92 | -2 | 19.1 | 17.8 | 21.5 | 19.4
2539 | 4 | 16 | 19 | 28.4 | 62.96 | 55.94 | 68 | 64.94 | -2 | 17.2 | 13.3 | 20 | 18.3
2540 | 4 | 16 | 20 | 28.4 | 54.68 | 55.04 | 63.32 | 62.06 | -2 | 12.6 | 12.8 | 17.4 | 16.7
2541 | 4 | 16 | 21 | 26.6 | 50.36 | 57.02 | 58.64 | 57.92 | -3 | 10.2 | 13.9 | 14.8 | 14.4
2542 | 4 | 16 | 22 | 26.6 | 49.1 | 53.96 | 53.96 | 55.04 | -3 | 9.5 | 12.2 | 12.2 | 12.8
2543 | 4 | 16 | 23 | 21.2 | 44.78 | 53.06 | 51.98 | 55.94 | -6 | 7.1 | 11.7 | 11.1 | 13.3
2544 | 4 | 16 | 24 | 21.2 | 42.44 | 51.98 | 50 | 57.02 | -6 | 5.8 | 11.1 | 10 | 13.9
2545 | 4 | 17 | 1 | 21.2 | 42.08 | 48.92 | 48.02 | 53.96 | -6 | 5.6 | 9.4 | 8.9 | 12.2
2546 | 4 | 17 | 2 | 19.4 | 35.6 | 48.02 | 45.32 | 51.08 | -7 | 2 | 8.9 | 7.4 | 10.6
2547 | 4 | 17 | 3 | 17.6 | 35.6 | 44.96 | 42.62 | 50 | -8 | 2 | 7.2 | 5.9 | 10
2548 | 4 | 17 | 4 | 17.6 | 33.98 | 50 | 39.92 | 50 | -8 | 1.1 | 10 | 4.4 | 10
2549 | 4 | 17 | 5 | 17.6 | 33.08 | 51.08 | 41.9 | 50 | -8 | 0.6 | 10.6 | 5.5 | 10
2550 | 4 | 17 | 6 | 17.6 | 34.52 | 46.04 | 44.06 | 46.94 | -8 | 1.4 | 7.8 | 6.7 | 8.3
2551 | 4 | 17 | 7 | 21.2 | 43.88 | 55.04 | 46.04 | 48.02 | -6 | 6.6 | 12.8 | 7.8 | 8.9
2552 | 4 | 17 | 8 | 26.6 | 58.28 | 57.92 | 53.78 | 57.02 | -3 | 14.6 | 14.4 | 12.1 | 13.9
2553 | 4 | 17 | 9 | 30.2 | 64.4 | 62.06 | 61.34 | 62.06 | -1 | 18 | 16.7 | 16.3 | 16.7
2554 | 4 | 17 | 10 | 35.6 | 64.76 | 64.04 | 69.08 | 64.94 | 2 | 18.2 | 17.8 | 20.6 | 18.3
2555 | 4 | 17 | 11 | 39.2 | 66.2 | 64.94 | 71.42 | 69.08 | 4 | 19 | 18.3 | 21.9 | 20.6
2556 | 4 | 17 | 12 | 41 | 66.38 | 66.92 | 73.58 | 71.06 | 5 | 19.1 | 19.4 | 23.1 | 21.7
2557 | 4 | 17 | 13 | 44.6 | 66.74 | 69.08 | 75.92 | 73.04 | 7 | 19.3 | 20.6 | 24.4 | 22.8
2558 | 4 | 17 | 14 | 48.2 | 68 | 69.08 | 75.92 | 75.92 | 9 | 20 | 20.6 | 24.4 | 24.4
2559 | 4 | 17 | 15 | 50 | 69.44 | 69.08 | 75.92 | 78.08 | 10 | 20.8 | 20.6 | 24.4 | 25.6
2560 | 4 | 17 | 16 | 50 | 68.54 | 69.98 | 75.92 | 77 | 10 | 20.3 | 21.1 | 24.4 | 25
2561 | 4 | 17 | 17 | 51.8 | 66.92 | 69.08 | 71.6 | 75.02 | 11 | 19.4 | 20.6 | 22 | 23.9
2562 | 4 | 17 | 18 | 50 | 54.32 | 66.92 | 67.28 | 71.96 | 10 | 12.4 | 19.4 | 19.6 | 22.2
2563 | 4 | 17 | 19 | 44.6 | 53.42 | 64.94 | 62.96 | 68 | 7 | 11.9 | 18.3 | 17.2 | 20
2564 | 4 | 17 | 20 | 41 | 52.88 | 60.98 | 62.24 | 64.94 | 5 | 11.6 | 16.1 | 16.8 | 18.3
2565 | 4 | 17 | 21 | 41 | 55.22 | 57.92 | 61.7 | 62.06 | 5 | 12.9 | 14.4 | 16.5 | 16.7
2566 | 4 | 17 | 22 | 39.2 | 46.58 | 59 | 60.98 | 57.02 | 4 | 8.1 | 15 | 16.1 | 13.9
2567 | 4 | 17 | 23 | 39.2 | 47.66 | 59 | 57.92 | 53.96 | 4 | 8.7 | 15 | 14.4 | 12.2
2568 | 4 | 17 | 24 | 39.2 | 45.14 | 57.92 | 55.04 | 51.98 | 4 | 7.3 | 14.4 | 12.8 | 11.1
2569 | 4 | 18 | 1 | 41 | 45.5 | 57.92 | 51.98 | 50 | 5 | 7.5 | 14.4 | 11.1 | 10
2570 | 4 | 18 | 2 | 41 | 41.54 | 57.02 | 51.98 | 48.02 | 5 | 5.3 | 13.9 | 11.1 | 8.9
2571 | 4 | 18 | 3 | 41 | 39.92 | 55.94 | 51.98 | 46.04 | 5 | 4.4 | 13.3 | 11.1 | 7.8
2572 | 4 | 18 | 4 | 41 | 40.28 | 55.94 | 51.98 | 44.96 | 5 | 4.6 | 13.3 | 11.1 | 7.2
2573 | 4 | 18 | 5 | 46.4 | 39.74 | 55.94 | 51.98 | 44.96 | 8 | 4.3 | 13.3 | 11.1 | 7.2
2574 | 4 | 18 | 6 | 42.8 | 36.86 | 55.94 | 51.98 | 44.06 | 6 | 2.7 | 13.3 | 11.1 | 6.7
2575 | 4 | 18 | 7 | 50 | 48.2 | 57.02 | 51.98 | 44.06 | 10 | 9 | 13.9 | 11.1 | 6.7
2576 | 4 | 18 | 8 | 57.2 | 51.62 | 59 | 57.02 | 46.94 | 14 | 10.9 | 15 | 13.9 | 8.3
2577 | 4 | 18 | 9 | 59 | 57.02 | 62.06 | 61.88 | 48.92 | 15 | 13.9 | 16.7 | 16.6 | 9.4
2578 | 4 | 18 | 10 | 62.6 | 63.14 | 62.96 | 66.92 | 50 | 17 | 17.3 | 17.2 | 19.4 | 10
2579 | 4 | 18 | 11 | 62.6 | 64.58 | 64.94 | 70.34 | 53.96 | 17 | 18.1 | 18.3 | 21.3 | 12.2
2580 | 4 | 18 | 12 | 66.2 | 66.92 | 66.92 | 73.58 | 55.94 | 19 | 19.4 | 19.4 | 23.1 | 13.3
2581 | 4 | 18 | 13 | 66.2 | 69.26 | 66.92 | 77 | 57.02 | 19 | 20.7 | 19.4 | 25 | 13.9
2582 | 4 | 18 | 14 | 66.2 | 68.36 | 69.08 | 76.28 | 57.92 | 19 | 20.2 | 20.6 | 24.6 | 14.4
2583 | 4 | 18 | 15 | 66.2 | 66.74 | 71.06 | 75.74 | 60.08 | 19 | 19.3 | 21.7 | 24.3 | 15.6
2584 | 4 | 18 | 16 | 66.2 | 66.2 | 69.08 | 75.02 | 59 | 19 | 19 | 20.6 | 23.9 | 15
2585 | 4 | 18 | 17 | 64.4 | 66.02 | 69.98 | 71.6 | 59 | 18 | 18.9 | 21.1 | 22 | 15
2586 | 4 | 18 | 18 | 64.4 | 64.76 | 69.08 | 68.36 | 57.92 | 18 | 18.2 | 20.6 | 20.2 | 14.4
2587 | 4 | 18 | 19 | 55.4 | 62.6 | 64.94 | 64.94 | 57.02 | 13 | 17 | 18.3 | 18.3 | 13.9
2588 | 4 | 18 | 20 | 55.4 | 59.72 | 62.06 | 60.62 | 53.96 | 13 | 15.4 | 16.7 | 15.9 | 12.2
2589 | 4 | 18 | 21 | 50 | 57.2 | 59 | 56.3 | 50 | 10 | 14 | 15 | 13.5 | 10
2590 | 4 | 18 | 22 | 46.4 | 55.4 | 55.94 | 51.98 | 50 | 8 | 13 | 13.3 | 11.1 | 10
2591 | 4 | 18 | 23 | 44.6 | 53.6 | 53.06 | 48.38 | 46.94 | 7 | 12 | 11.7 | 9.1 | 8.3
2592 | 4 | 18 | 24 | 44.6 | 53.6 | 55.94 | 44.6 | 46.94 | 7 | 12 | 13.3 | 7 | 8.3
2593 | 4 | 19 | 1 | 44.6 | 51.8 | 53.96 | 41 | 46.04 | 7 | 11 | 12.2 | 5 | 7.8
2594 | 4 | 19 | 2 | 44.6 | 46.4 | 53.06 | 39.92 | 46.04 | 7 | 8 | 11.7 | 4.4 | 7.8
2595 | 4 | 19 | 3 | 42.8 | 46.4 | 51.08 | 39.02 | 44.06 | 6 | 8 | 10.6 | 3.9 | 6.7
2596 | 4 | 19 | 4 | 42.8 | 44.42 | 51.08 | 37.94 | 37.94 | 6 | 6.9 | 10.6 | 3.3 | 3.3
2597 | 4 | 19 | 5 | 41 | 42.62 | 48.02 | 39.56 | 39.02 | 5 | 5.9 | 8.9 | 4.2 | 3.9
2598 | 4 | 19 | 6 | 44.6 | 44.24 | 50 | 41.36 | 41 | 7 | 6.8 | 10 | 5.2 | 5
2599 | 4 | 19 | 7 | 53.6 | 44.24 | 57.02 | 42.98 | 42.98 | 12 | 6.8 | 13.9 | 6.1 | 6.1
2600 | 4 | 19 | 8 | 60.8 | 45.86 | 62.06 | 49.64 | 46.94 | 16 | 7.7 | 16.7 | 9.8 | 8.3
2601 | 4 | 19 | 9 | 64.4 | 47.66 | 64.94 | 56.3 | 48.92 | 18 | 8.7 | 18.3 | 13.5 | 9.4
2602 | 4 | 19 | 10 | 66.2 | 49.46 | 68 | 62.96 | 51.08 | 19 | 9.7 | 20 | 17.2 | 10.6
2603 | 4 | 19 | 11 | 69.8 | 52.88 | 71.06 | 67.28 | 51.08 | 21 | 11.6 | 21.7 | 19.6 | 10.6
2604 | 4 | 19 | 12 | 68 | 56.48 | 71.96 | 71.6 | 53.96 | 20 | 13.6 | 22.2 | 22 | 12.2
2605 | 4 | 19 | 13 | 71.6 | 59.9 | 73.94 | 75.92 | 57.02 | 22 | 15.5 | 23.3 | 24.4 | 13.9
2606 | 4 | 19 | 14 | 71.6 | 58.1 | 73.94 | 75.92 | 57.92 | 22 | 14.5 | 23.3 | 24.4 | 14.4
2607 | 4 | 19 | 15 | 69.8 | 57.92 | 75.02 | 75.92 | 57.92 | 21 | 14.4 | 23.9 | 24.4 | 14.4
2608 | 4 | 19 | 16 | 68 | 57.92 | 75.92 | 75.92 | 57.92 | 20 | 14.4 | 24.4 | 24.4 | 14.4
2609 | 4 | 19 | 17 | 68 | 55.94 | 75.92 | 72.32 | 55.04 | 20 | 13.3 | 24.4 | 22.4 | 12.8
2610 | 4 | 19 | 18 | 64.4 | 54.14 | 75.02 | 68.54 | 51.08 | 18 | 12.3 | 23.9 | 20.3 | 10.6
2611 | 4 | 19 | 19 | 62.6 | 54.14 | 71.96 | 64.94 | 50 | 17 | 12.3 | 22.2 | 18.3 | 10
2612 | 4 | 19 | 20 | 59 | 53.96 | 68 | 61.34 | 51.08 | 15 | 12.2 | 20 | 16.3 | 10.6
2613 | 4 | 19 | 21 | 57.2 | 52.16 | 62.06 | 57.56 | 50 | 14 | 11.2 | 16.7 | 14.2 | 10
2614 | 4 | 19 | 22 | 53.6 | 51.98 | 62.06 | 53.96 | 48.92 | 12 | 11.1 | 16.7 | 12.2 | 9.4
2615 | 4 | 19 | 23 | 53.6 | 51.98 | 62.06 | 52.34 | 44.96 | 12 | 11.1 | 16.7 | 11.3 | 7.2
2616 | 4 | 19 | 24 | 48.2 | 51.8 | 59 | 50.54 | 44.06 | 9 | 11 | 15 | 10.3 | 6.7
2617 | 4 | 20 | 1 | 48.2 | 51.8 | 57.02 | 48.92 | 44.06 | 9 | 11 | 13.9 | 9.4 | 6.7
2618 | 4 | 20 | 2 | 48.2 | 49.1 | 57.92 | 48.02 | 42.08 | 9 | 9.5 | 14.4 | 8.9 | 5.6
2619 | 4 | 20 | 3 | 44.6 | 46.4 | 55.04 | 46.94 | 42.08 | 7 | 8 | 12.8 | 8.3 | 5.6
2620 | 4 | 20 | 4 | 42.8 | 42.62 | 55.04 | 46.04 | 41 | 6 | 5.9 | 12.8 | 7.8 | 5
2621 | 4 | 20 | 5 | 44.6 | 42.44 | 55.04 | 49.64 | 39.92 | 7 | 5.8 | 12.8 | 9.8 | 4.4
2622 | 4 | 20 | 6 | 44.6 | 49.64 | 53.06 | 53.42 | 39.92 | 7 | 9.8 | 11.7 | 11.9 | 4.4
2623 | 4 | 20 | 7 | 50 | 56.66 | 59 | 57.02 | 41 | 10 | 13.7 | 15 | 13.9 | 5
2624 | 4 | 20 | 8 | 57.2 | 61.88 | 68 | 60.62 | 46.04 | 14 | 16.6 | 20 | 15.9 | 7.8
2625 | 4 | 20 | 9 | 60.8 | 63.5 | 75.02 | 64.4 | 50 | 16 | 17.5 | 23.9 | 18 | 10
2626 | 4 | 20 | 10 | 64.4 | 67.1 | 75.92 | 68 | 53.96 | 18 | 19.5 | 24.4 | 20 | 12.2
2627 | 4 | 20 | 11 | 68 | 68.72 | 80.06 | 67.28 | 59 | 20 | 20.4 | 26.7 | 19.6 | 15
2628 | 4 | 20 | 12 | 68 | 68.54 | 82.94 | 66.74 | 59 | 20 | 20.3 | 28.3 | 19.3 | 15
2629 | 4 | 20 | 13 | 71.6 | 71.96 | 84.02 | 66.02 | 62.06 | 22 | 22.2 | 28.9 | 18.9 | 16.7
2630 | 4 | 20 | 14 | 69.8 | 70.16 | 84.02 | 64.04 | 62.96 | 21 | 21.2 | 28.9 | 17.8 | 17.2
2631 | 4 | 20 | 15 | 68 | 68.18 | 86 | 62.06 | 64.94 | 20 | 20.1 | 30 | 16.7 | 18.3
2632 | 4 | 20 | 16 | 68 | 69.8 | 87.08 | 60.08 | 64.94 | 20 | 21 | 30.6 | 15.6 | 18.3
2633 | 4 | 20 | 17 | 66.2 | 69.98 | 86 | 56.3 | 64.94 | 19 | 21.1 | 30 | 13.5 | 18.3
2634 | 4 | 20 | 18 | 62.6 | 66.56 | 84.92 | 52.7 | 64.94 | 17 | 19.2 | 29.4 | 11.5 | 18.3
2635 | 4 | 20 | 19 | 62.6 | 61.34 | 80.96 | 48.92 | 64.04 | 17 | 16.3 | 27.2 | 9.4 | 17.8
2636 | 4 | 20 | 20 | 59 | 59.72 | 75.92 | 46.58 | 60.08 | 15 | 15.4 | 24.4 | 8.1 | 15.6
2637 | 4 | 20 | 21 | 57.2 | 56.3 | 71.96 | 44.42 | 57.02 | 14 | 13.5 | 22.2 | 6.9 | 13.9
2638 | 4 | 20 | 22 | 57.2 | 54.68 | 71.06 | 42.08 | 57.02 | 14 | 12.6 | 21.7 | 5.6 | 13.9
2639 | 4 | 20 | 23 | 55.4 | 49.46 | 66.92 | 41.36 | 55.94 | 13 | 9.7 | 19.4 | 5.2 | 13.3
2640 | 4 | 20 | 24 | 50 | 49.64 | 66.92 | 40.64 | 55.94 | 10 | 9.8 | 19.4 | 4.8 | 13.3
2641 | 4 | 21 | 1 | 50 | 46.22 | 64.94 | 39.92 | 55.94 | 10 | 7.9 | 18.3 | 4.4 | 13.3
2642 | 4 | 21 | 2 | 48.2 | 46.58 | 64.04 | 39.92 | 55.04 | 9 | 8.1 | 17.8 | 4.4 | 12.8
2643 | 4 | 21 | 3 | 46.4 | 46.76 | 62.96 | 39.92 | 53.06 | 8 | 8.2 | 17.2 | 4.4 | 11.7
2644 | 4 | 21 | 4 | 46.4 | 48.74 | 60.08 | 39.92 | 50 | 8 | 9.3 | 15.6 | 4.4 | 10
2645 | 4 | 21 | 5 | 42.8 | 47.12 | 60.08 | 39.2 | 51.08 | 6 | 8.4 | 15.6 | 4 | 10.6
2646 | 4 | 21 | 6 | 41 | 49.1 | 60.98 | 38.66 | 50 | 5 | 9.5 | 16.1 | 3.7 | 10
2647 | 4 | 21 | 7 | 48.2 | 52.88 | 69.98 | 37.94 | 51.08 | 9 | 11.6 | 21.1 | 3.3 | 10.6
2648 | 4 | 21 | 8 | 51.8 | 54.86 | 75.92 | 39.56 | 53.96 | 11 | 12.7 | 24.4 | 4.2 | 12.2
2649 | 4 | 21 | 9 | 53.6 | 56.84 | 80.06 | 41.36 | 59 | 12 | 13.8 | 26.7 | 5.2 | 15
2650 | 4 | 21 | 10 | 53.6 | 53.42 | 82.94 | 42.98 | 62.96 | 12 | 11.9 | 28.3 | 6.1 | 17.2
2651 | 4 | 21 | 11 | 57.2 | 57.2 | 86 | 43.7 | 64.04 | 14 | 14 | 30 | 6.5 | 17.8
2652 | 4 | 21 | 12 | 57.2 | 57.2 | 89.06 | 44.24 | 66.02 | 14 | 14 | 31.7 | 6.8 | 18.9
2653 | 4 | 21 | 13 | 60.8 | 57.2 | 89.96 | 44.96 | 69.08 | 16 | 14 | 32.2 | 7.2 | 20.6
2654 | 4 | 21 | 14 | 59 | 58.64 | 89.96 | 44.6 | 69.98 | 15 | 14.8 | 32.2 | 7 | 21.1
2655 | 4 | 21 | 15 | 57.2 | 58.82 | 91.94 | 44.42 | 69.98 | 14 | 14.9 | 33.3 | 6.9 | 21.1
2656 | 4 | 21 | 16 | 55.4 | 58.82 | 91.94 | 44.06 | 71.06 | 13 | 14.9 | 33.3 | 6.7 | 21.7
2657 | 4 | 21 | 17 | 53.6 | 57.56 | 91.94 | 41.36 | 69.98 | 12 | 14.2 | 33.3 | 5.2 | 21.1
2658 | 4 | 21 | 18 | 48.2 | 55.4 | 89.06 | 38.66 | 69.08 | 9 | 13 | 31.7 | 3.7 | 20.6
2659 | 4 | 21 | 19 | 46.4 | 51.8 | 84.92 | 35.96 | 66.02 | 8 | 11 | 29.4 | 2.2 | 18.9
2660 | 4 | 21 | 20 | 42.8 | 48.74 | 82.94 | 36.32 | 62.06 | 6 | 9.3 | 28.3 | 2.4 | 16.7
2661 | 4 | 21 | 21 | 42.8 | 45.86 | 75.92 | 36.68 | 59 | 6 | 7.7 | 24.4 | 2.6 | 15
2662 | 4 | 21 | 22 | 42.8 | 43.7 | 73.94 | 37.04 | 59 | 6 | 6.5 | 23.3 | 2.8 | 15
2663 | 4 | 21 | 23 | 41 | 41.54 | 75.02 | 37.04 | 57.92 | 5 | 5.3 | 23.9 | 2.8 | 14.4
2664 | 4 | 21 | 24 | 39.2 | 39.56 | 71.06 | 37.04 | 57.02 | 4 | 4.2 | 21.7 | 2.8 | 13.9
2665 | 4 | 22 | 1 | 37.4 | 37.4 | 69.98 | 37.04 | 57.02 | 3 | 3 | 21.1 | 2.8 | 13.9
2666 | 4 | 22 | 2 | 35.6 | 35.96 | 71.06 | 36.32 | 55.04 | 2 | 2.2 | 21.7 | 2.4 | 12.8
2667 | 4 | 22 | 3 | 33.8 | 34.7 | 68 | 35.78 | 55.94 | 1 | 1.5 | 20 | 2.1 | 13.3
2668 | 4 | 22 | 4 | 33.8 | 33.26 | 69.08 | 35.06 | 53.96 | 1 | 0.7 | 20.6 | 1.7 | 12.2
2669 | 4 | 22 | 5 | 32 | 32 | 66.02 | 35.78 | 51.98 | 0 | 0 | 18.9 | 2.1 | 11.1
2670 | 4 | 22 | 6 | 32 | 33.44 | 64.94 | 36.32 | 51.08 | 0 | 0.8 | 18.3 | 2.4 | 10.6
2671 | 4 | 22 | 7 | 32 | 34.7 | 71.06 | 37.04 | 55.04 | 0 | 1.5 | 21.7 | 2.8 | 12.8
2672 | 4 | 22 | 8 | 32 | 36.5 | 75.92 | 37.76 | 55.94 | 0 | 2.5 | 24.4 | 3.2 | 13.3
2673 | 4 | 22 | 9 | 32 | 37.04 | 80.96 | 38.3 | 60.98 | 0 | 2.8 | 27.2 | 3.5 | 16.1
2674 | 4 | 22 | 10 | 33.98 | 40.28 | 84.02 | 39.02 | 64.94 | 1.1 | 4.6 | 28.9 | 3.9 | 18.3
2675 | 4 | 22 | 11 | 35.6 | 42.98 | 87.98 | 40.64 | 66.92 | 2 | 6.1 | 31.1 | 4.8 | 19.4
2676 | 4 | 22 | 12 | 35.6 | 44.42 | 89.06 | 42.44 | 69.98 | 2 | 6.9 | 31.7 | 5.8 | 21.1
2677 | 4 | 22 | 13 | 35.6 | 48.02 | 89.96 | 44.06 | 71.06 | 2 | 8.9 | 32.2 | 6.7 | 21.7
2678 | 4 | 22 | 14 | 37.4 | 50.54 | 91.04 | 46.4 | 71.96 | 3 | 10.3 | 32.8 | 8 | 22.2
2679 | 4 | 22 | 15 | 37.4 | 51.8 | 89.06 | 48.74 | 73.04 | 3 | 11 | 31.7 | 9.3 | 22.8
2680 | 4 | 22 | 16 | 35.6 | 52.52 | 89.06 | 51.08 | 73.04 | 2 | 11.4 | 31.7 | 10.6 | 22.8
2681 | 4 | 22 | 17 | 37.4 | 52.34 | 87.08 | 50.36 | 71.06 | 3 | 11.3 | 30.6 | 10.2 | 21.7
2682 | 4 | 22 | 18 | 37.4 | 51.8 | 86 | 49.64 | 71.06 | 3 | 11 | 30 | 9.8 | 21.7
2683 | 4 | 22 | 19 | 36.86 | 51.8 | 80.96 | 48.92 | 68 | 2.7 | 11 | 27.2 | 9.4 | 20
2684 | 4 | 22 | 20 | 37.4 | 50.18 | 80.06 | 48.02 | 66.02 | 3 | 10.1 | 26.7 | 8.9 | 18.9
2685 | 4 | 22 | 21 | 33.8 | 48.74 | 77 | 46.94 | 62.96 | 1 | 9.3 | 25 | 8.3 | 17.2
2686 | 4 | 22 | 22 | 33.8 | 48.2 | 73.94 | 46.04 | 60.98 | 1 | 9 | 23.3 | 7.8 | 16.1
2687 | 4 | 22 | 23 | 32 | 48.02 | 71.96 | 45.68 | 55.94 | 0 | 8.9 | 22.2 | 7.6 | 13.3
2688 | 4 | 22 | 24 | 32 | 48.02 | 68 | 45.32 | 51.98 | 0 | 8.9 | 20 | 7.4 | 11.1
2689 | 4 | 23 | 1 | 32 | 47.3 | 68 | 44.96 | 50 | 0 | 8.5 | 20 | 7.2 | 10
2690 | 4 | 23 | 2 | 32 | 47.12 | 68 | 45.32 | 46.94 | 0 | 8.4 | 20 | 7.4 | 8.3
2691 | 4 | 23 | 3 | 32 | 47.48 | 68 | 45.68 | 44.96 | 0 | 8.6 | 20 | 7.6 | 7.2
2692 | 4 | 23 | 4 | 32 | 46.76 | 64.94 | 46.04 | 42.08 | 0 | 8.2 | 18.3 | 7.8 | 5.6
2693 | 4 | 23 | 5 | 32 | 46.22 | 62.96 | 46.76 | 39.02 | 0 | 7.9 | 17.2 | 8.2 | 3.9
2694 | 4 | 23 | 6 | 32 | 46.94 | 64.04 | 47.3 | 37.94 | 0 | 8.3 | 17.8 | 8.5 | 3.3
2695 | 4 | 23 | 7 | 32 | 47.84 | 68 | 48.02 | 39.92 | 0 | 8.8 | 20 | 8.9 | 4.4
2696 | 4 | 23 | 8 | 30.2 | 49.28 | 73.04 | 49.28 | 42.98 | -1 | 9.6 | 22.8 | 9.6 | 6.1
2697 | 4 | 23 | 9 | 30.2 | 50 | 75.92 | 50.72 | 46.04 | -1 | 10 | 24.4 | 10.4 | 7.8
2698 | 4 | 23 | 10 | 30.2 | 51.8 | 78.98 | 51.98 | 48.92 | -1 | 11 | 26.1 | 11.1 | 9.4
2699 | 4 | 23 | 11 | 30.2 | 55.4 | 80.06 | 54.68 | 48.02 | -1 | 13 | 26.7 | 12.6 | 8.9
2700 | 4 | 23 | 12 | 32 | 55.4 | 82.04 | 57.38 | 50 | 0 | 13 | 27.8 | 14.1 | 10
2701 | 4 | 23 | 13 | 33.8 | 56.12 | 82.94 | 60.08 | 51.98 | 1 | 13.4 | 28.3 | 15.6 | 11.1
2702 | 4 | 23 | 14 | 32 | 55.94 | 84.02 | 62.06 | 48.92 | 0 | 13.3 | 28.9 | 16.7 | 9.4
2703 | 4 | 23 | 15 | 33.8 | 54.5 | 82.94 | 64.04 | 50 | 1 | 12.5 | 28.3 | 17.8 | 10
2704 | 4 | 23 | 16 | 33.8 | 56.48 | 84.02 | 66.02 | 44.96 | 1 | 13.6 | 28.9 | 18.9 | 7.2
2705 | 4 | 23 | 17 | 33.8 | 57.2 | 82.94 | 63.68 | 44.06 | 1 | 14 | 28.3 | 17.6 | 6.7
2706 | 4 | 23 | 18 | 33.8 | 57.2 | 80.96 | 61.34 | 46.94 | 1 | 14 | 27.2 | 16.3 | 8.3
2707 | 4 | 23 | 19 | 33.8 | 53.96 | 77 | 59 | 44.96 | 1 | 12.2 | 25 | 15 | 7.2
2708 | 4 | 23 | 20 | 33.8 | 51.62 | 75.92 | 57.92 | 44.96 | 1 | 10.9 | 24.4 | 14.4 | 7.2
2709 | 4 | 23 | 21 | 33.8 | 49.64 | 73.94 | 57.02 | 44.06 | 1 | 9.8 | 23.3 | 13.9 | 6.7
2710 | 4 | 23 | 22 | 33.8 | 48.2 | 71.06 | 55.94 | 39.02 | 1 | 9 | 21.7 | 13.3 | 3.9
2711 | 4 | 23 | 23 | 33.8 | 46.04 | 69.98 | 53.24 | 41 | 1 | 7.8 | 21.1 | 11.8 | 5
2712 | 4 | 23 | 24 | 32 | 44.24 | 68 | 50.72 | 39.92 | 0 | 6.8 | 20 | 10.4 | 4.4
2713 | 4 | 24 | 1 | 30.2 | 41.9 | 66.92 | 48.02 | 39.92 | -1 | 5.5 | 19.4 | 8.9 | 4.4
2714 | 4 | 24 | 2 | 28.4 | 40.46 | 64.94 | 46.76 | 39.92 | -2 | 4.7 | 18.3 | 8.2 | 4.4
2715 | 4 | 24 | 3 | 28.4 | 39.2 | 64.04 | 45.32 | 41 | -2 | 4 | 17.8 | 7.4 | 5
2716 | 4 | 24 | 4 | 28.4 | 36.14 | 62.96 | 44.06 | 42.98 | -2 | 2.3 | 17.2 | 6.7 | 6.1
2717 | 4 | 24 | 5 | 28.4 | 33.08 | 64.94 | 44.42 | 42.98 | -2 | 0.6 | 18.3 | 6.9 | 6.1
2718 | 4 | 24 | 6 | 30.2 | 31.1 | 64.94 | 44.6 | 44.06 | -1 | -0.5 | 18.3 | 7 | 6.7
2719 | 4 | 24 | 7 | 33.8 | 33.26 | 68 | 44.96 | 44.06 | 1 | 0.7 | 20 | 7.2 | 6.7
2720 | 4 | 24 | 8 | 33.8 | 35.78 | 69.08 | 48.38 | 48.02 | 1 | 2.1 | 20.6 | 9.1 | 8.9
2721 | 4 | 24 | 9 | 37.4 | 37.4 | 71.96 | 51.62 | 51.98 | 3 | 3 | 22.2 | 10.9 | 11.1
2722 | 4 | 24 | 10 | 39.38 | 40.1 | 73.04 | 55.04 | 57.02 | 4.1 | 4.5 | 22.8 | 12.8 | 13.9
2723 | 4 | 24 | 11 | 41 | 42.08 | 75.02 | 56.66 | 62.06 | 5 | 5.6 | 23.9 | 13.7 | 16.7
2724 | 4 | 24 | 12 | 42.8 | 42.8 | 75.92 | 58.46 | 64.94 | 6 | 6 | 24.4 | 14.7 | 18.3
2725 | 4 | 24 | 13 | 46.4 | 44.6 | 78.08 | 60.08 | 66.02 | 8 | 7 | 25.6 | 15.6 | 18.9
2726 | 4 | 24 | 14 | 46.4 | 45.32 | 80.06 | 61.34 | 69.08 | 8 | 7.4 | 26.7 | 16.3 | 20.6
2727 | 4 | 24 | 15 | 46.4 | 44.78 | 78.98 | 62.78 | 69.08 | 8 | 7.1 | 26.1 | 17.1 | 20.6
2728 | 4 | 24 | 16 | 44.6 | 44.06 | 78.98 | 64.04 | 71.06 | 7 | 6.7 | 26.1 | 17.8 | 21.7
2729 | 4 | 24 | 17 | 44.6 | 42.08 | 78.08 | 61.7 | 71.06 | 7 | 5.6 | 25.6 | 16.5 | 21.7
2730 | 4 | 24 | 18 | 42.8 | 39.2 | 77 | 59.36 | 69.08 | 6 | 4 | 25 | 15.2 | 20.6
2731 | 4 | 24 | 19 | 42.8 | 37.76 | 73.94 | 57.02 | 66.92 | 6 | 3.2 | 23.3 | 13.9 | 19.4
2732 | 4 | 24 | 20 | 41 | 37.04 | 69.98 | 54.68 | 64.04 | 5 | 2.8 | 21.1 | 12.6 | 17.8
2733 | 4 | 24 | 21 | 41 | 36.68 | 68 | 52.34 | 62.06 | 5 | 2.6 | 20 | 11.3 | 16.7
2734 | 4 | 24 | 22 | 39.2 | 37.04 | 69.98 | 50 | 60.08 | 4 | 2.8 | 21.1 | 10 | 15.6
2735 | 4 | 24 | 23 | 41 | 37.4 | 66.02 | 46.4 | 55.04 | 5 | 3 | 18.9 | 8 | 12.8
2736 | 4 | 24 | 24 | 39.2 | 37.4 | 66.02 | 42.62 | 57.02 | 4 | 3 | 18.9 | 5.9 | 13.9
2737 | 4 | 25 | 1 | 39.2 | 36.68 | 64.04 | 39.02 | 51.98 | 4 | 2.6 | 17.8 | 3.9 | 11.1
2738 | 4 | 25 | 2 | 37.4 | 36.86 | 62.96 | 37.4 | 48.92 | 3 | 2.7 | 17.2 | 3 | 9.4
2739 | 4 | 25 | 3 | 37.4 | 37.04 | 62.96 | 35.6 | 46.04 | 3 | 2.8 | 17.2 | 2 | 7.8
2740 | 4 | 25 | 4 | 39.2 | 37.22 | 62.06 | 33.98 | 42.98 | 4 | 2.9 | 16.7 | 1.1 | 6.1
2741 | 4 | 25 | 5 | 37.76 | 37.4 | 60.08 | 37.04 | 44.06 | 3.2 | 3 | 15.6 | 2.8 | 6.7
2742 | 4 | 25 | 6 | 37.4 | 35.42 | 60.08 | 39.92 | 46.94 | 3 | 1.9 | 15.6 | 4.4 | 8.3
2743 | 4 | 25 | 7 | 35.6 | 37.4 | 62.96 | 42.98 | 48.92 | 2 | 3 | 17.2 | 6.1 | 9.4
2744 | 4 | 25 | 8 | 33.8 | 37.4 | 66.02 | 48.02 | 53.96 | 1 | 3 | 18.9 | 8.9 | 12.2
2745 | 4 | 25 | 9 | 35.6 | 42.8 | 69.98 | 52.88 | 57.92 | 2 | 6 | 21.1 | 11.6 | 14.4
2746 | 4 | 25 | 10 | 39.2 | 44.06 | 71.96 | 57.92 | 60.08 | 4 | 6.7 | 22.2 | 14.4 | 15.6
2747 | 4 | 25 | 11 | 41 | 44.6 | 75.02 | 61.34 | 62.96 | 5 | 7 | 23.9 | 16.3 | 17.2
2748 | 4 | 25 | 12 | 44.6 | 48.2 | 78.98 | 64.58 | 66.92 | 7 | 9 | 26.1 | 18.1 | 19.4
2749 | 4 | 25 | 13 | 44.6 | 49.82 | 78.08 | 68 | 69.98 | 7 | 9.9 | 25.6 | 20 | 21.1
2750 | 4 | 25 | 14 | 48.2 | 50.54 | 80.06 | 68.72 | 71.06 | 9 | 10.3 | 26.7 | 20.4 | 21.7
2751 | 4 | 25 | 15 | 48.2 | 50 | 80.06 | 69.26 | 73.94 | 9 | 10 | 26.7 | 20.7 | 23.3
2752 | 4 | 25 | 16 | 46.4 | 49.82 | 80.06 | 69.98 | 75.92 | 8 | 9.9 | 26.7 | 21.1 | 24.4
2753 | 4 | 25 | 17 | 42.8 | 48.56 | 78.98 | 68 | 75.92 | 6 | 9.2 | 26.1 | 20 | 24.4
2754 | 4 | 25 | 18 | 42.8 | 46.4 | 78.08 | 66.02 | 75.02 | 6 | 8 | 25.6 | 18.9 | 23.9
2755 | 4 | 25 | 19 | 42.8 | 43.16 | 75.02 | 64.04 | 71.96 | 6 | 6.2 | 23.9 | 17.8 | 22.2
2756 | 4 | 25 | 20 | 39.2 | 40.82 | 71.96 | 59.72 | 69.08 | 4 | 4.9 | 22.2 | 15.4 | 20.6
2757 | 4 | 25 | 21 | 39.2 | 38.66 | 71.06 | 55.4 | 66.02 | 4 | 3.7 | 21.7 | 13 | 18.9
2758 | 4 | 25 | 22 | 37.4 | 37.22 | 69.08 | 51.08 | 64.04 | 3 | 2.9 | 20.6 | 10.6 | 17.8
2759 | 4 | 25 | 23 | 35.6 | 35.78 | 69.98 | 50.72 | 59 | 2 | 2.1 | 21.1 | 10.4 | 15
2760 | 4 | 25 | 24 | 35.6 | 34.7 | 66.92 | 50.36 | 55.94 | 2 | 1.5 | 19.4 | 10.2 | 13.3
2761 | 4 | 26 | 1 | 35.6 | 33.26 | 62.96 | 50 | 62.06 | 2 | 0.7 | 17.2 | 10 | 16.7
2762 | 4 | 26 | 2 | 37.4 | 32.54 | 60.08 | 46.04 | 59 | 3 | 0.3 | 15.6 | 7.8 | 15
2763 | 4 | 26 | 3 | 33.8 | 32 | 60.08 | 41.9 | 57.02 | 1 | 0 | 15.6 | 5.5 | 13.9
2764 | 4 | 26 | 4 | 35.6 | 30.2 | 55.94 | 37.94 | 55.04 | 2 | -1 | 13.3 | 3.3 | 12.8
2765 | 4 | 26 | 5 | 35.6 | 29.3 | 55.94 | 41 | 53.06 | 2 | -1.5 | 13.3 | 5 | 11.7
2766 | 4 | 26 | 6 | 37.4 | 29.66 | 55.94 | 43.88 | 51.98 | 3 | -1.3 | 13.3 | 6.6 | 11.1
2767 | 4 | 26 | 7 | 41 | 33.8 | 57.92 | 46.94 | 53.06 | 5 | 1 | 14.4 | 8.3 | 11.7
2768 | 4 | 26 | 8 | 48.2 | 37.04 | 60.08 | 52.34 | 55.94 | 9 | 2.8 | 15.6 | 11.3 | 13.3
2769 | 4 | 26 | 9 | 48.2 | 39.2 | 64.04 | 57.56 | 60.08 | 9 | 4 | 17.8 | 14.2 | 15.6
2770 | 4 | 26 | 10 | 48.2 | 42.98 | 66.02 | 62.96 | 64.04 | 9 | 6.1 | 18.9 | 17.2 | 17.8
2771 | 4 | 26 | 11 | 48.2 | 45.86 | 66.92 | 66.02 | 69.08 | 9 | 7.7 | 19.4 | 18.9 | 20.6
2772 | 4 | 26 | 12 | 50 | 47.84 | 69.08 | 68.9 | 71.06 | 10 | 8.8 | 20.6 | 20.5 | 21.7
2773 | 4 | 26 | 13 | 51.8 | 51.44 | 71.06 | 71.96 | 75.92 | 11 | 10.8 | 21.7 | 22.2 | 24.4
2774 | 4 | 26 | 14 | 53.6 | 53.6 | 71.96 | 72.32 | 78.08 | 12 | 12 | 22.2 | 22.4 | 25.6
2775 | 4 | 26 | 15 | 53.6 | 54.86 | 71.06 | 72.68 | 78.08 | 12 | 12.7 | 21.7 | 22.6 | 25.6
2776 | 4 | 26 | 16 | 53.6 | 55.76 | 71.06 | 73.04 | 77 | 12 | 13.2 | 21.7 | 22.8 | 25
2777 | 4 | 26 | 17 | 53.6 | 55.4 | 69.08 | 70.7 | 78.08 | 12 | 13 | 20.6 | 21.5 | 25.6
2778 | 4 | 26 | 18 | 53.6 | 52.52 | 66.92 | 68.36 | 75.92 | 12 | 11.4 | 19.4 | 20.2 | 24.4
2779 | 4 | 26 | 19 | 50 | 48.56 | 62.96 | 66.02 | 73.04 | 10 | 9.2 | 17.2 | 18.9 | 22.8
2780 | 4 | 26 | 20 | 46.4 | 45.68 | 62.06 | 65.3 | 69.98 | 8 | 7.6 | 16.7 | 18.5 | 21.1
2781 | 4 | 26 | 21 | 44.6 | 42.8 | 60.98 | 64.76 | 68 | 7 | 6 | 16.1 | 18.2 | 20
2782 | 4 | 26 | 22 | 42.8 | 41 | 55.94 | 64.04 | 68 | 6 | 5 | 13.3 | 17.8 | 20
2783 | 4 | 26 | 23 | 42.8 | 39.2 | 53.06 | 60.98 | 66.92 | 6 | 4 | 11.7 | 16.1 | 19.4
2784 | 4 | 26 | 24 | 42.8 | 37.4 | 51.98 | 58.1 | 64.04 | 6 | 3 | 11.1 | 14.5 | 17.8
2785 | 4 | 27 | 1 | 42.8 | 33.8 | 51.08 | 55.04 | 62.96 | 6 | 1 | 10.6 | 12.8 | 17.2
2786 | 4 | 27 | 2 | 42.8 | 33.8 | 50 | 51.08 | 55.94 | 6 | 1 | 10 | 10.6 | 13.3
2787 | 4 | 27 | 3 | 42.8 | 33.98 | 50 | 46.94 | 59 | 6 | 1.1 | 10 | 8.3 | 15
2788 | 4 | 27 | 4 | 42.8 | 35.96 | 48.92 | 42.98 | 55.04 | 6 | 2.2 | 9.4 | 6.1 | 12.8
2789 | 4 | 27 | 5 | 42.8 | 34.34 | 46.04 | 44.06 | 48.92 | 6 | 1.3 | 7.8 | 6.7 | 9.4
2790 | 4 | 27 | 6 | 50 | 34.34 | 50 | 44.96 | 48.92 | 10 | 1.3 | 10 | 7.2 | 9.4
2791 | 4 | 27 | 7 | 51.8 | 36.32 | 57.02 | 46.04 | 55.94 | 11 | 2.4 | 13.9 | 7.8 | 13.3
2792 | 4 | 27 | 8 | 53.6 | 39.74 | 60.98 | 51.44 | 60.98 | 12 | 4.3 | 16.1 | 10.8 | 16.1
2793 | 4 | 27 | 9 | 59 | 42.08 | 64.94 | 56.66 | 62.96 | 15 | 5.6 | 18.3 | 13.7 | 17.2
2794 | 4 | 27 | 10 | 60.8 | 45.86 | 66.92 | 62.06 | 64.94 | 16 | 7.7 | 19.4 | 16.7 | 18.3
2795 | 4 | 27 | 11 | 64.4 | 51.44 | 69.98 | 66.02 | 66.92 | 18 | 10.8 | 21.1 | 18.9 | 19.4
2796 | 4 | 27 | 12 | 66.56 | 55.22 | 71.96 | 69.98 | 71.06 | 19.2 | 12.9 | 22.2 | 21.1 | 21.7
2797 | 4 | 27 | 13 | 68 | 55.22 | 75.02 | 73.94 | 73.04 | 20 | 12.9 | 23.9 | 23.3 | 22.8
2798 | 4 | 27 | 14 | 68 | 55.4 | 75.92 | 75.02 | 75.92 | 20 | 13 | 24.4 | 23.9 | 24.4
2799 | 4 | 27 | 15 | 69.8 | 55.58 | 77 | 75.92 | 77 | 21 | 13.1 | 25 | 24.4 | 25
2800 | 4 | 27 | 16 | 68 | 50.36 | 78.98 | 77 | 75.92 | 20 | 10.2 | 26.1 | 25 | 24.4
2801 | 4 | 27 | 17 | 64.4 | 45.14 | 78.08 | 73.58 | 75.02 | 18 | 7.3 | 25.6 | 23.1 | 23.9
2802 | 4 | 27 | 18 | 62.6 | 41.72 | 75.92 | 70.34 | 71.96 | 17 | 5.4 | 24.4 | 21.3 | 22.2
2803 | 4 | 27 | 19 | 57.2 | 38.3 | 71.96 | 66.92 | 71.06 | 14 | 3.5 | 22.2 | 19.4 | 21.7
2804 | 4 | 27 | 20 | 53.6 | 36.5 | 71.06 | 64.58 | 69.98 | 12 | 2.5 | 21.7 | 18.1 | 21.1
2805 | 4 | 27 | 21 | 53.6 | 36.68 | 68 | 62.42 | 64.04 | 12 | 2.6 | 20 | 16.9 | 17.8
2806 | 4 | 27 | 22 | 51.8 | 36.86 | 62.06 | 60.08 | 64.04 | 11 | 2.7 | 16.7 | 15.6 | 17.8
2807 | 4 | 27 | 23 | 50 | 35.24 | 62.06 | 56.66 | 60.98 | 10 | 1.8 | 16.7 | 13.7 | 16.1
2808 | 4 | 27 | 24 | 48.2 | 33.62 | 62.06 | 53.42 | 59 | 9 | 0.9 | 16.7 | 11.9 | 15
2809 | 4 | 28 | 1 | 46.4 | 28.4 | 57.92 | 50 | 53.96 | 8 | -2 | 14.4 | 10 | 12.2
2810 | 4 | 28 | 2 | 44.6 | 26.78 | 57.02 | 49.64 | 55.94 | 7 | -2.9 | 13.9 | 9.8 | 13.3
2811 | 4 | 28 | 3 | 42.8 | 23.18 | 57.92 | 49.28 | 53.96 | 6 | -4.9 | 14.4 | 9.6 | 12.2
2812 | 4 | 28 | 4 | 42.8 | 23.36 | 55.94 | 48.92 | 53.06 | 6 | -4.8 | 13.3 | 9.4 | 11.7
2813 | 4 | 28 | 5 | 41 | 23.54 | 55.04 | 50.36 | 53.96 | 5 | -4.7 | 12.8 | 10.2 | 12.2
2814 | 4 | 28 | 6 | 42.8 | 27.32 | 57.92 | 51.62 | 51.08 | 6 | -2.6 | 14.4 | 10.9 | 10.6
2815 | 4 | 28 | 7 | 44.6 | 38.3 | 64.94 | 53.06 | 55.04 | 7 | 3.5 | 18.3 | 11.7 | 12.8
2816 | 4 | 28 | 8 | 48.2 | 40.28 | 71.06 | 56.66 | 62.06 | 9 | 4.6 | 21.7 | 13.7 | 16.7
2817 | 4 | 28 | 9 | 50 | 47.66 | 73.04 | 60.44 | 64.94 | 10 | 8.7 | 22.8 | 15.8 | 18.3
2818 | 4 | 28 | 10 | 51.8 | 54.86 | 75.02 | 64.04 | 68 | 11 | 12.7 | 23.9 | 17.8 | 20
2819 | 4 | 28 | 11 | 57.2 | 58.64 | 80.06 | 66.38 | 71.06 | 14 | 14.8 | 26.7 | 19.1 | 21.7
2820 | 4 | 28 | 12 | 57.2 | 58.82 | 84.02 | 68.72 | 71.96 | 14 | 14.9 | 28.9 | 20.4 | 22.2
2821 | 4 | 28 | 13 | 59 | 64.4 | 87.08 | 71.06 | 75.92 | 15 | 18 | 30.6 | 21.7 | 24.4
2822 | 4 | 28 | 14 | 64.4 | 64.4 | 91.04 | 71.78 | 75.92 | 18 | 18 | 32.8 | 22.1 | 24.4
2823 | 4 | 28 | 15 | 62.6 | 64.4 | 91.04 | 72.32 | 77 | 17 | 18 | 32.8 | 22.4 | 25
2824 | 4 | 28 | 16 | 59 | 63.68 | 89.96 | 73.04 | 77 | 15 | 17.6 | 32.2 | 22.8 | 25
2825 | 4 | 28 | 17 | 53.6 | 61.88 | 89.96 | 70.34 | 77 | 12 | 16.6 | 32.2 | 21.3 | 25
2826 | 4 | 28 | 18 | 50 | 59.18 | 89.06 | 67.64 | 77 | 10 | 15.1 | 31.7 | 19.8 | 25
2827 | 4 | 28 | 19 | 48.2 | 55.4 | 84.92 | 64.94 | 75.02 | 9 | 13 | 29.4 | 18.3 | 23.9
2828 | 4 | 28 | 20 | 48.2 | 53.24 | 82.04 | 62.96 | 71.96 | 9 | 11.8 | 27.8 | 17.2 | 22.2
2829 | 4 | 28 | 21 | 46.4 | 51.44 | 80.96 | 60.98 | 68 | 8 | 10.8 | 27.2 | 16.1 | 20
2830 | 4 | 28 | 22 | 48.2 | 50.18 | 78.98 | 59 | 66.92 | 9 | 10.1 | 26.1 | 15 | 19.4
2831 | 4 | 28 | 23 | 48.2 | 49.28 | 78.08 | 55.94 | 66.92 | 9 | 9.6 | 25.6 | 13.3 | 19.4
2832 | 4 | 28 | 24 | 48.2 | 48.2 | 73.94 | 53.06 | 64.94 | 9 | 9 | 23.3 | 11.7 | 18.3
2833 | 4 | 29 | 1 | 46.4 | 47.12 | 73.04 | 50 | 60.08 | 8 | 8.4 | 22.8 | 10 | 15.6
2834 | 4 | 29 | 2 | 48.2 | 46.76 | 71.96 | 48.38 | 57.92 | 9 | 8.2 | 22.2 | 9.1 | 14.4
2835 | 4 | 29 | 3 | 44.6 | 46.4 | 71.06 | 46.58 | 50 | 7 | 8 | 21.7 | 8.1 | 10
2836 | 4 | 29 | 4 | 44.6 | 46.4 | 69.08 | 44.96 | 51.08 | 7 | 8 | 20.6 | 7.2 | 10.6
2837 | 4 | 29 | 5 | 44.6 | 45.32 | 69.08 | 48.02 | 51.98 | 7 | 7.4 | 20.6 | 8.9 | 11.1
2838 | 4 | 29 | 6 | 42.8 | 45.32 | 69.08 | 50.9 | 48.02 | 6 | 7.4 | 20.6 | 10.5 | 8.9
2839 | 4 | 29 | 7 | 44.6 | 49.28 | 73.94 | 53.96 | 53.06 | 7 | 9.6 | 23.3 | 12.2 | 11.7
2840 | 4 | 29 | 8 | 48.2 | 53.78 | 77 | 57.02 | 59 | 9 | 12.1 | 25 | 13.9 | 15
2841 | 4 | 29 | 9 | 50 | 57.2 | 78.08 | 59.9 | 62.96 | 10 | 14 | 25.6 | 15.5 | 17.2
2842 | 4 | 29 | 10 | 50 | 59 | 80.06 | 62.96 | 66.92 | 10 | 15 | 26.7 | 17.2 | 19.4
2843 | 4 | 29 | 11 | 48.2 | 60.98 | 82.94 | 64.58 | 69.08 | 9 | 16.1 | 28.3 | 18.1 | 20.6
2844 | 4 | 29 | 12 | 50 | 61.88 | 84.02 | 66.38 | 71.06 | 10 | 16.6 | 28.9 | 19.1 | 21.7
2845 | 4 | 29 | 13 | 50 | 62.6 | 86 | 68 | 73.04 | 10 | 17 | 30 | 20 | 22.8
2846 | 4 | 29 | 14 | 51.8 | 62.6 | 87.08 | 68.36 | 77 | 11 | 17 | 30.6 | 20.2 | 25
2847 | 4 | 29 | 15 | 50 | 61.7 | 89.06 | 68.72 | 78.08 | 10 | 16.5 | 31.7 | 20.4 | 25.6
2848 | 4 | 29 | 16 | 50 | 60.44 | 87.98 | 69.08 | 78.08 | 10 | 15.8 | 31.1 | 20.6 | 25.6
2849 | 4 | 29 | 17 | 48.2 | 57.92 | 87.08 | 66.38 | 77 | 9 | 14.4 | 30.6 | 19.1 | 25
2850 | 4 | 29 | 18 | 46.4 | 54.68 | 84.92 | 63.68 | 75.02 | 8 | 12.6 | 29.4 | 17.6 | 23.9
2851 | 4 | 29 | 19 | 44.6 | 50.36 | 82.04 | 60.98 | 71.06 | 7 | 10.2 | 27.8 | 16.1 | 21.7
2852 | 4 | 29 | 20 | 44.6 | 47.48 | 77 | 57.92 | 68 | 7 | 8.6 | 25 | 14.4 | 20
2853 | 4 | 29 | 21 | 44.6 | 44.6 | 77 | 55.04 | 64.04 | 7 | 7 | 25 | 12.8 | 17.8
2854 | 4 | 29 | 22 | 44.6 | 42.8 | 75.92 | 51.98 | 62.96 | 7 | 6 | 24.4 | 11.1 | 17.2
2855 | 4 | 29 | 23 | 44.6 | 42.8 | 71.06 | 50.36 | 62.06 | 7 | 6 | 21.7 | 10.2 | 16.7
2856 | 4 | 29 | 24 | 44.6 | 41 | 69.98 | 48.56 | 60.98 | 7 | 5 | 21.1 | 9.2 | 16.1
2857 | 4 | 30 | 1 | 44.6 | 41 | 69.08 | 46.94 | 60.08 | 7 | 5 | 20.6 | 8.3 | 15.6
2858 | 4 | 30 | 2 | 44.6 | 39.2 | 66.92 | 43.34 | 57.02 | 7 | 4 | 19.4 | 6.3 | 13.9
2859 | 4 | 30 | 3 | 44.6 | 37.4 | 64.94 | 39.56 | 57.92 | 7 | 3 | 18.3 | 4.2 | 14.4
2860 | 4 | 30 | 4 | 44.6 | 36.5 | 64.94 | 35.96 | 55.04 | 7 | 2.5 | 18.3 | 2.2 | 12.8
2861 | 4 | 30 | 5 | 44.6 | 35.6 | 62.96 | 37.94 | 53.96 | 7 | 2 | 17.2 | 3.3 | 12.2
2862 | 4 | 30 | 6 | 44.6 | 37.4 | 62.06 | 40.1 | 53.96 | 7 | 3 | 16.7 | 4.5 | 12.2
2863 | 4 | 30 | 7 | 44.6 | 37.4 | 68 | 42.08 | 55.04 | 7 | 3 | 20 | 5.6 | 12.8
2864 | 4 | 30 | 8 | 42.8 | 40.82 | 71.96 | 46.04 | 59 | 6 | 4.9 | 22.2 | 7.8 | 15
2865 | 4 | 30 | 9 | 44.6 | 43.34 | 78.08 | 50 | 60.08 | 7 | 6.3 | 25.6 | 10 | 15.6
2866 | 4 | 30 | 10 | 46.4 | 46.04 | 80.06 | 53.96 | 62.06 | 8 | 7.8 | 26.7 | 12.2 | 16.7
2867 | 4 | 30 | 11 | 46.4 | 48.2 | 82.94 | 55.22 | 64.94 | 8 | 9 | 28.3 | 12.9 | 18.3
2868 | 4 | 30 | 12 | 42.8 | 53.6 | 86 | 56.66 | 66.92 | 6 | 12 | 30 | 13.7 | 19.4
2869 | 4 | 30 | 13 | 42.8 | 59 | 87.98 | 57.92 | 69.08 | 6 | 15 | 31.1 | 14.4 | 20.6
2870 | 4 | 30 | 14 | 41 | 60.26 | 87.08 | 58.64 | 71.06 | 5 | 15.7 | 30.6 | 14.8 | 21.7
2871 | 4 | 30 | 15 | 41 | 60.44 | 87.98 | 59.36 | 71.96 | 5 | 15.8 | 31.1 | 15.2 | 22.2
2872 | 4 | 30 | 16 | 41 | 60.26 | 87.08 | 60.08 | 71.06 | 5 | 15.7 | 30.6 | 15.6 | 21.7
2873 | 4 | 30 | 17 | 41 | 59 | 87.08 | 58.64 | 71.06 | 5 | 15 | 30.6 | 14.8 | 21.7
2874 | 4 | 30 | 18 | 41 | 57.2 | 84.02 | 57.38 | 69.98 | 5 | 14 | 28.9 | 14.1 | 21.1
2875 | 4 | 30 | 19 | 41 | 54.14 | 80.96 | 55.94 | 66.92 | 5 | 12.3 | 27.2 | 13.3 | 19.4
2876 | 4 | 30 | 20 | 41 | 52.16 | 75.92 | 52.7 | 64.94 | 5 | 11.2 | 24.4 | 11.5 | 18.3
2877 | 4 | 30 | 21 | 41 | 50.18 | 73.04 | 49.28 | 62.96 | 5 | 10.1 | 22.8 | 9.6 | 17.2
2878 | 4 | 30 | 22 | 41.18 | 50.72 | 71.6 | 48.56 | 61.34 | 5.1 | 10.4 | 22 | 9.2 | 16.3
2879 | 4 | 30 | 23 | 41.54 | 51.08 | 70.16 | 47.84 | 59.9 | 5.3 | 10.6 | 21.2 | 8.8 | 15.5
2880 | 4 | 30 | 24 | 41.72 | 51.62 | 68.72 | 47.12 | 58.28 | 5.4 | 10.9 | 20.4 | 8.4 | 14.6
2881 | 5 | 1 | 1 | 42.08 | 52.16 | 67.28 | 46.22 | 56.66 | 5.6 | 11.2 | 19.6 | 7.9 | 13.7
2882 | 5 | 1 | 2 | 42.26 | 52.7 | 65.84 | 45.5 | 55.04 | 5.7 | 11.5 | 18.8 | 7.5 | 12.8
2883 | 5 | 1 | 3 | 42.62 | 53.06 | 64.4 | 44.78 | 53.6 | 5.9 | 11.7 | 18 | 7.1 | 12
2884 | 5 | 1 | 4 | 42.8 | 53.6 | 62.96 | 44.06 | 51.98 | 6 | 12 | 17.2 | 6.7 | 11.1
2885 | 5 | 1 | 5 | 42.8 | 44.6 | 62.06 | 42.98 | 51.98 | 6 | 7 | 16.7 | 6.1 | 11.1
2886 | 5 | 1 | 6 | 42.8 | 42.8 | 62.96 | 42.08 | 53.06 | 6 | 6 | 17.2 | 5.6 | 11.7
2887 | 5 | 1 | 7 | 46.4 | 42.8 | 66.02 | 48.92 | 51.98 | 8 | 6 | 18.9 | 9.4 | 11.1
2888 | 5 | 1 | 8 | 50 | 42.8 | 73.94 | 51.08 | 53.96 | 10 | 6 | 23.3 | 10.6 | 12.2
2889 | 5 | 1 | 9 | 53.6 | 42.8 | 80.06 | 53.06 | 55.04 | 12 | 6 | 26.7 | 11.7 | 12.8
2890 | 5 | 1 | 10 | 53.6 | 42.8 | 82.04 | 60.98 | 55.94 | 12 | 6 | 27.8 | 16.1 | 13.3
2891 | 5 | 1 | 11 | 55.4 | 42.8 | 84.02 | 64.04 | 53.96 | 13 | 6 | 28.9 | 17.8 | 12.2
2892 | 5 | 1 | 12 | 55.4 | 42.8 | 84.92 | 66.02 | 59 | 13 | 6 | 29.4 | 18.9 | 15
2893 | 5 | 1 | 13 | 55.4 | 42.8 | 87.08 | 66.02 | 53.96 | 13 | 6 | 30.6 | 18.9 | 12.2
2894 | 5 | 1 | 14 | 55.4 | 42.8 | 87.98 | 64.04 | 51.08 | 13 | 6 | 31.1 | 17.8 | 10.6
2895 | 5 | 1 | 15 | 59 | 41 | 89.06 | 60.98 | 55.94 | 15 | 5 | 31.7 | 16.1 | 13.3
2896 | 5 | 1 | 16 | 57.2 | 41 | 87.98 | 60.08 | 57.02 | 14 | 5 | 31.1 | 15.6 | 13.9
2897 | 5 | 1 | 17 | 53.6 | 39.2 | 87.08 | 64.94 | 55.04 | 12 | 4 | 30.6 | 18.3 | 12.8
2898 | 5 | 1 | 18 | 50 | 37.4 | 86 | 64.94 | 51.98 | 10 | 3 | 30 | 18.3 | 11.1
2899 | 5 | 1 | 19 | 46.4 | 35.6 | 80.96 | 59 | 48.92 | 8 | 2 | 27.2 | 15 | 9.4
2900 | 5 | 1 | 20 | 44.6 | 35.6 | 78.08 | 57.92 | 48.02 | 7 | 2 | 25.6 | 14.4 | 8.9
2901 | 5 | 1 | 21 | 42.8 | 35.6 | 73.04 | 57.02 | 46.94 | 6 | 2 | 22.8 | 13.9 | 8.3
2902 | 5 | 1 | 22 | 41 | 33.8 | 73.04 | 53.06 | 46.94 | 5 | 1 | 22.8 | 11.7 | 8.3
2903 | 5 | 1 | 23 | 41 | 33.8 | 71.06 | 53.96 | 48.02 | 5 | 1 | 21.7 | 12.2 | 8.9
2904 | 5 | 1 | 24 | 39.2 | 33.8 | 69.98 | 53.96 | 46.04 | 4 | 1 | 21.1 | 12.2 | 7.8
2905 | 5 | 2 | 1 | 35.6 | 33.8 | 69.98 | 55.94 | 42.98 | 2 | 1 | 21.1 | 13.3 | 6.1
2906 | 5 | 2 | 2 | 35.6 | 33.8 | 66.92 | 53.06 | 42.98 | 2 | 1 | 19.4 | 11.7 | 6.1
2907 | 5 | 2 | 3 | 33.8 | 35.6 | 64.94 | 53.06 | 44.06 | 1 | 2 | 18.3 | 11.7 | 6.7
2908 | 5 | 2 | 4 | 35.6 | 35.6 | 64.04 | 51.98 | 44.06 | 2 | 2 | 17.8 | 11.1 | 6.7
2909 | 5 | 2 | 5 | 35.6 | 35.6 | 62.06 | 51.08 | 42.98 | 2 | 2 | 16.7 | 10.6 | 6.1
2910 | 5 | 2 | 6 | 32 | 35.6 | 64.04 | 53.96 | 44.06 | 0 | 2 | 17.8 | 12.2 | 6.7
2911 | 5 | 2 | 7 | 33.8 | 37.4 | 71.96 | 57.92 | 46.94 | 1 | 3 | 22.2 | 14.4 | 8.3
2912 | 5 | 2 | 8 | 37.4 | 39.2 | 78.08 | 60.08 | 48.92 | 3 | 4 | 25.6 | 15.6 | 9.4
2913 | 5 | 2 | 9 | 41.18 | 41 | 80.96 | 62.96 | 53.96 | 5.1 | 5 | 27.2 | 17.2 | 12.2
2914 | 5 | 2 | 10 | 44.6 | 44.6 | 84.02 | 64.04 | 57.92 | 7 | 7 | 28.9 | 17.8 | 14.4
2915 | 5 | 2 | 11 | 46.4 | 50 | 87.98 | 66.02 | 62.96 | 8 | 10 | 31.1 | 18.9 | 17.2
2916 | 5 | 2 | 12 | 48.2 | 53.6 | 89.06 | 68 | 64.04 | 9 | 12 | 31.7 | 20 | 17.8
2917 | 5 | 2 | 13 | 50 | 55.4 | 89.96 | 68 | 66.02 | 10 | 13 | 32.2 | 20 | 18.9
2918 | 5 | 2 | 14 | 50 | 57.2 | 95 | 69.08 | 68 | 10 | 14 | 35 | 20.6 | 20
2919 | 5 | 2 | 15 | 51.8 | 62.6 | 93.02 | 68 | 69.98 | 11 | 17 | 33.9 | 20 | 21.1
2920 | 5 | 2 | 16 | 50 | 62.6 | 93.02 | 69.08 | 69.98 | 10 | 17 | 33.9 | 20.6 | 21.1
2921 | 5 | 2 | 17 | 48.2 | 62.6 | 91.94 | 62.96 | 71.06 | 9 | 17 | 33.3 | 17.2 | 21.7
2922 | 5 | 2 | 18 | 44.6 | 60.8 | 91.04 | 62.06 | 69.08 | 7 | 16 | 32.8 | 16.7 | 20.6
2923 | 5 | 2 | 19 | 42.8 | 55.4 | 87.08 | 59 | 66.02 | 6 | 13 | 30.6 | 15 | 18.9
2924 | 5 | 2 | 20 | 41 | 51.8 | 82.04 | 53.96 | 64.04 | 5 | 11 | 27.8 | 12.2 | 17.8
2925 | 5 | 2 | 21 | 38.12 | 48.2 | 78.98 | 51.98 | 64.04 | 3.4 | 9 | 26.1 | 11.1 | 17.8
2926 | 5 | 2 | 22 | 35.96 | 44.6 | 78.08 | 51.08 | 60.08 | 2.2 | 7 | 25.6 | 10.6 | 15.6
2927 | 5 | 2 | 23 | 33.8 | 42.8 | 75.92 | 50 | 60.08 | 1 | 6 | 24.4 | 10 | 15.6
2928 | 5 | 2 | 24 | 32 | 39.2 | 73.04 | 51.08 | 57.92 | 0 | 4 | 22.8 | 10.6 | 14.4
2929 | 5 | 3 | 1 | 32 | 33.8 | 75.02 | 48.92 | 51.98 | 0 | 1 | 23.9 | 9.4 | 11.1
2930 | 5 | 3 | 2 | 30.2 | 33.8 | 69.98 | 51.98 | 55.94 | -1 | 1 | 21.1 | 11.1 | 13.3
2931 | 5 | 3 | 3 | 35.6 | 35.6 | 71.06 | 51.08 | 53.06 | 2 | 2 | 21.7 | 10.6 | 11.7
2932 | 5 | 3 | 4 | 35.6 | 33.8 | 69.98 | 53.06 | 51.08 | 2 | 1 | 21.1 | 11.7 | 10.6
2933 | 5 | 3 | 5 | 33.8 | 30.2 | 64.94 | 53.96 | 46.94 | 1 | -1 | 18.3 | 12.2 | 8.3
2934 | 5 | 3 | 6 | 35.6 | 35.6 | 69.98 | 53.96 | 48.02 | 2 | 2 | 21.1 | 12.2 | 8.9
2935 | 5 | 3 | 7 | 39.2 | 42.8 | 75.02 | 55.94 | 55.04 | 4 | 6 | 23.9 | 13.3 | 12.8
2936 | 5 | 3 | 8 | 42.8 | 55.4 | 80.06 | 55.94 | 55.94 | 6 | 13 | 26.7 | 13.3 | 13.3
2937 | 5 | 3 | 9 | 46.4 | 62.6 | 86 | 51.08 | 59 | 8 | 17 | 30 | 10.6 | 15
2938 | 5 | 3 | 10 | 50 | 64.4 | 89.96 | 50 | 60.98 | 10 | 18 | 32.2 | 10 | 16.1
2939 | 5 | 3 | 11 | 53.6 | 66.2 | 89.96 | 51.98 | 64.04 | 12 | 19 | 32.2 | 11.1 | 17.8
2940 | 5 | 3 | 12 | 55.4 | 68 | 93.02 | 53.96 | 62.96 | 13 | 20 | 33.9 | 12.2 | 17.2
2941 | 5 | 3 | 13 | 60.8 | 71.6 | 93.92 | 53.06 | 64.94 | 16 | 22 | 34.4 | 11.7 | 18.3
2942 | 5 | 3 | 14 | 60.8 | 71.6 | 95 | 55.04 | 66.02 | 16 | 22 | 35 | 12.8 | 18.9
2943 | 5 | 3 | 15 | 60.8 | 73.4 | 95 | 53.96 | 66.02 | 16 | 23 | 35 | 12.2 | 18.9
2944 | 5 | 3 | 16 | 62.6 | 71.6 | 96.98 | 55.04 | 62.96 | 17 | 22 | 36.1 | 12.8 | 17.2
2945 | 5 | 3 | 17 | 62.6 | 71.6 | 96.08 | 53.06 | 62.96 | 17 | 22 | 35.6 | 11.7 | 17.2
2946 | 5 | 3 | 18 | 60.8 | 69.8 | 93.02 | 48.92 | 60.98 | 16 | 21 | 33.9 | 9.4 | 16.1
2947 | 5 | 3 | 19 | 53.6 | 64.4 | 89.96 | 46.94 | 57.02 | 12 | 18 | 32.2 | 8.3 | 13.9
2948 | 5 | 3 | 20 | 53.6 | 60.8 | 86 | 44.06 | 55.04 | 12 | 16 | 30 | 6.7 | 12.8
2949 | 5 | 3 | 21 | 51.8 | 60.8 | 80.96 | 42.08 | 55.04 | 11 | 16 | 27.2 | 5.6 | 12.8
2950 | 5 | 3 | 22 | 50 | 57.2 | 77 | 42.08 | 51.08 | 10 | 14 | 25 | 5.6 | 10.6
2951 | 5 | 3 | 23 | 50 | 53.6 | 75.92 | 41 | 48.92 | 10 | 12 | 24.4 | 5 | 9.4
2952 | 5 | 3 | 24 | 48.2 | 51.8 | 75.92 | 39.92 | 46.94 | 9 | 11 | 24.4 | 4.4 | 8.3
2953 | 5 | 4 | 1 | 46.4 | 53.6 | 73.94 | 39.02 | 46.04 | 8 | 12 | 23.3 | 3.9 | 7.8
2954 | 5 | 4 | 2 | 44.6 | 42.8 | 73.04 | 37.94 | 44.96 | 7 | 6 | 22.8 | 3.3 | 7.2
2955 | 5 | 4 | 3 | 44.6 | 41 | 71.06 | 37.94 | 44.96 | 7 | 5 | 21.7 | 3.3 | 7.2
2956 | 5 | 4 | 4 | 42.8 | 39.2 | 68 | 35.96 | 42.98 | 6 | 4 | 20 | 2.2 | 6.1
2957 | 5 | 4 | 5 | 46.4 | 39.2 | 69.98 | 37.94 | 42.08 | 8 | 4 | 21.1 | 3.3 | 5.6
2958 | 5 | 4 | 6 | 48.2 | 39.2 | 69.98 | 39.02 | 42.08 | 9 | 4 | 21.1 | 3.9 | 5.6
2959 | 5 | 4 | 7 | 57.2 | 41 | 77 | 42.98 | 44.06 | 14 | 5 | 25 | 6.1 | 6.7
2960 | 5 | 4 | 8 | 62.6 | 44.6 | 82.04 | 46.04 | 48.92 | 17 | 7 | 27.8 | 7.8 | 9.4
2961 | 5 | 4 | 9 | 69.8 | 48.2 | 86 | 48.92 | 51.08 | 21 | 9 | 30 | 9.4 | 10.6
2962 | 5 | 4 | 10 | 71.6 | 51.8 | 89.96 | 48.92 | 53.06 | 22 | 11 | 32.2 | 9.4 | 11.7
2963 | 5 | 4 | 11 | 75.2 | 57.2 | 93.02 | 48.92 | 55.94 | 24 | 14 | 33.9 | 9.4 | 13.3
2964 | 5 | 4 | 12 | 73.4 | 62.6 | 93.02 | 53.06 | 51.98 | 23 | 17 | 33.9 | 11.7 | 11.1
2965 | 5 | 4 | 13 | 73.4 | 64.4 | 93.92 | 55.04 | 53.96 | 23 | 18 | 34.4 | 12.8 | 12.2
2966 | 5 | 4 | 14 | 75.2 | 69.8 | 95 | 55.94 | 53.06 | 24 | 21 | 35 | 13.3 | 11.7
2967 | 5 | 4 | 15 | 77 | 71.6 | 95 | 55.94 | 53.96 | 25 | 22 | 35 | 13.3 | 12.2
2968 | 5 | 4 | 16 | 75.2 | 73.4 | 96.98 | 55.94 | 53.96 | 24 | 23 | 36.1 | 13.3 | 12.2
2969 | 5 | 4 | 17 | 71.6 | 68 | 95 | 53.96 | 53.06 | 22 | 20 | 35 | 12.2 | 11.7
2970 | 5 | 4 | 18 | 71.6 | 64.4 | 93.92 | 50 | 51.98 | 22 | 18 | 34.4 | 10 | 11.1
2971 | 5 | 4 | 19 | 64.4 | 62.6 | 89.06 | 46.94 | 50 | 18 | 17 | 31.7 | 8.3 | 10
2972 | 5 | 4 | 20 | 60.8 | 60.8 | 84.92 | 46.04 | 48.92 | 16 | 16 | 29.4 | 7.8 | 9.4
2973 | 5 | 4 | 21 | 64.4 | 57.2 | 82.04 | 44.06 | 48.92 | 18 | 14 | 27.8 | 6.7 | 9.4
2974 | 5 | 4 | 22 | 62.6 | 55.4 | 80.96 | 42.98 | 48.92 | 17 | 13 | 27.2 | 6.1 | 9.4
2975 | 5 | 4 | 23 | 57.2 | 55.4 | 80.06 | 37.94 | 48.02 | 14 | 13 | 26.7 | 3.3 | 8.9
2976 | 5 | 4 | 24 | 59 | 53.6 | 78.08 | 37.04 | 46.94 | 15 | 12 | 25.6 | 2.8 | 8.3
2977 | 5 | 5 | 1 | 57.2 | 48.2 | 75.02 | 33.98 | 46.04 | 14 | 9 | 23.9 | 1.1 | 7.8
2978 | 5 | 5 | 2 | 46.4 | 48.2 | 71.96 | 33.08 | 44.06 | 8 | 9 | 22.2 | 0.6 | 6.7
2979 | 5 | 5 | 3 | 44.6 | 50 | 73.04 | 32 | 42.98 | 7 | 10 | 22.8 | 0 | 6.1
2980 | 5 | 5 | 4 | 41 | 42.8 | 69.98 | 30.92 | 42.08 | 5 | 6 | 21.1 | -0.6 | 5.6
2981 | 5 | 5 | 5 | 42.8 | 39.2 | 73.04 | 33.98 | 42.08 | 6 | 4 | 22.8 | 1.1 | 5.6
2982 | 5 | 5 | 6 | 42.8 | 42.8 | 75.92 | 33.98 | 42.98 | 6 | 6 | 24.4 | 1.1 | 6.1
2983 | 5 | 5 | 7 | 50 | 48.2 | 80.06 | 37.04 | 44.06 | 10 | 9 | 26.7 | 2.8 | 6.7
2984 | 5 | 5 | 8 | 55.4 | 53.6 | 82.94 | 39.02 | 46.04 | 13 | 12 | 28.3 | 3.9 | 7.8
2985 | 5 | 5 | 9 | 59 | 60.8 | 87.08 | 44.96 | 48.92 | 15 | 16 | 30.6 | 7.2 | 9.4
2986 | 5 | 5 | 10 | 62.6 | 68 | 93.02 | 46.94 | 50 | 17 | 20 | 33.9 | 8.3 | 10
2987 | 5 | 5 | 11 | 66.2 | 75.2 | 93.02 | 48.02 | 51.98 | 19 | 24 | 33.9 | 8.9 | 11.1
2988 | 5 | 5 | 12 | 69.8 | 78.8 | 93.02 | 53.96 | 53.06 | 21 | 26 | 33.9 | 12.2 | 11.7
2989 | 5 | 5 | 13 | 71.6 | 77 | 95 | 53.96 | 55.04 | 22 | 25 | 35 | 12.2 | 12.8
2990 | 5 | 5 | 14 | 73.4 | 78.8 | 96.08 | 53.96 | 55.04 | 23 | 26 | 35.6 | 12.2 | 12.8
2991 | 5 | 5 | 15 | 73.4 | 80.6 | 96.08 | 51.98 | 55.94 | 23 | 27 | 35.6 | 11.1 | 13.3
2992 | 5 | 5 | 16 | 71.6 | 78.8 | 96.98 | 51.08 | 57.02 | 22 | 26 | 36.1 | 10.6 | 13.9
2993 | 5 | 5 | 17 | 69.8 | 78.8 | 96.08 | 50 | 57.02 | 21 | 26 | 35.6 | 10 | 13.9
2994 | 5 | 5 | 18 | 68 | 75.2 | 93.92 | 48.02 | 55.94 | 20 | 24 | 34.4 | 8.9 | 13.3
2995 | 5 | 5 | 19 | 62.6 | 66.2 | 91.04 | 37.04 | 53.96 | 17 | 19 | 32.8 | 2.8 | 12.2
2996 | 5 | 5 | 20 | 60.8 | 62.6 | 87.98 | 37.94 | 53.06 | 16 | 17 | 31.1 | 3.3 | 11.7
2997 | 5 | 5 | 21 | 59 | 57.2 | 87.98 | 37.04 | 51.98 | 15 | 14 | 31.1 | 2.8 | 11.1
2998 | 5 | 5 | 22 | 59 | 53.6 | 84.02 | 37.04 | 50 | 15 | 12 | 28.9 | 2.8 | 10
2999 | 5 | 5 | 23 | 57.2 | 51.8 | 80.06 | 37.04 | 48.02 | 14 | 11 | 26.7 | 2.8 | 8.9
3000 | 5 | 5 | 24 | 55.4 | 46.4 | 78.08 | 37.04 | 46.94 | 13 | 8 | 25.6 | 2.8 | 8.3
3001 | 5 | 6 | 1 | 53.6 | 46.4 | 78.08 | 37.04 | 46.94 | 12 | 8 | 25.6 | 2.8 | 8.3
3002 | 5 | 6 | 2 | 53.6 | 46.4 | 75.02 | 35.06 | 44.96 | 12 | 8 | 23.9 | 1.7 | 7.2
3003 | 5 | 6 | 3 | 50 | 41 | 71.96 | 33.98 | 44.96 | 10 | 5 | 22.2 | 1.1 | 7.2
3004 | 5 | 6 | 4 | 50 | 39.2 | 69.98 | 30.92 | 42.98 | 10 | 4 | 21.1 | -0.6 | 6.1
3005 | 5 | 6 | 5 | 50 | 39.2 | 68 | 30.02 | 42.98 | 10 | 4 | 20 | -1.1 | 6.1
3006 | 5 | 6 | 6 | 55.4 | 44.6 | 71.06 | 30.02 | 42.08 | 13 | 7 | 21.7 | -1.1 | 5.6
3007 | 5 | 6 | 7 | 59.9 | 53.6 | 78.98 | 37.04 | 44.06 | 15.5 | 12 | 26.1 | 2.8 | 6.7
3008 | 5 | 6 | 8 | 64.4 | 60.8 | 82.04 | 37.94 | 46.94 | 18 | 16 | 27.8 | 3.3 | 8.3
3009 | 5 | 6 | 9 | 69.8 | 68 | 87.98 | 39.92 | 48.92 | 21 | 20 | 31.1 | 4.4 | 9.4
3010 | 5 | 6 | 10 | 75.2 | 73.4 | 91.04 | 42.08 | 53.06 | 24 | 23 | 32.8 | 5.6 | 11.7
3011 | 5 | 6 | 11 | 77 | 75.2 | 93.02 | 46.04 | 55.04 | 25 | 24 | 33.9 | 7.8 | 12.8
3012 | 5 | 6 | 12 | 75.2 | 78.8 | 93.92 | 46.04 | 57.02 | 24 | 26 | 34.4 | 7.8 | 13.9
3013 | 5 | 6 | 13 | 75.2 | 80.6 | 95 | 48.02 | 60.98 | 24 | 27 | 35 | 8.9 | 16.1
3014 | 5 | 6 | 14 | 78.8 | 82.4 | 93.92 | 39.92 | 62.06 | 26 | 28 | 34.4 | 4.4 | 16.7
3015 | 5 | 6 | 15 | 75.2 | 80.6 | 96.08 | 44.06 | 64.04 | 24 | 27 | 35.6 | 6.7 | 17.8
3016 | 5 | 6 | 16 | 77 | 80.6 | 96.98 | 37.94 | 64.94 | 25 | 27 | 36.1 | 3.3 | 18.3
3017 | 5 | 6 | 17 | 77 | 78.8 | 96.08 | 39.92 | 64.94 | 25 | 26 | 35.6 | 4.4 | 18.3
3018 | 5 | 6 | 18 | 69.8 | 77 | 93.92 | 37.94 | 62.06 | 21 | 25 | 34.4 | 3.3 | 16.7
3019 | 5 | 6 | 19 | 69.8 | 73.4 | 91.04 | 37.94 | 60.08 | 21 | 23 | 32.8 | 3.3 | 15.6
3020 | 5 | 6 | 20 | 66.2 | 75.2 | 86 | 37.04 | 57.02 | 19 | 24 | 30 | 2.8 | 13.9
3021 | 5 | 6 | 21 | 61.34 | 68 | 82.94 | 33.08 | 57.02 | 16.3 | 20 | 28.3 | 0.6 | 13.9
3022 | 5 | 6 | 22 | 57.2 | 64.4 | 80.06 | 33.08 | 55.04 | 14 | 18 | 26.7 | 0.6 | 12.8
3023 | 5 | 6 | 23 | 55.4 | 60.8 | 78.98 | 35.06 | 53.96 | 13 | 16 | 26.1 | 1.7 | 12.2
3024 | 5 | 6 | 24 | 57.2 | 48.2 | 77 | 35.06 | 53.06 | 14 | 9 | 25 | 1.7 | 11.7
3025 | 5 | 7 | 1 | 48.2 | 44.6 | 73.04 | 30.92 | 51.98 | 9 | 7 | 22.8 | -0.6 | 11.1
3026 | 5 | 7 | 2 | 51.8 | 44.6 | 75.02 | 30.92 | 50 | 11 | 7 | 23.9 | -0.6 | 10
3027 | 5 | 7 | 3 | 50 | 44.6 | 71.06 | 30.92 | 48.02 | 10 | 7 | 21.7 | -0.6 | 8.9
3028 | 5 | 7 | 4 | 50 | 44.6 | 69.98 | 32 | 46.94 | 10 | 7 | 21.1 | 0 | 8.3
3029 | 5 | 7 | 5 | 51.8 | 42.8 | 71.06 | 33.08 | 39.92 | 11 | 6 | 21.7 | 0.6 | 4.4
3030 | 5 | 7 | 6 | 55.4 | 42.8 | 69.98 | 33.98 | 42.98 | 13 | 6 | 21.1 | 1.1 | 6.1
3031 | 5 | 7 | 7 | 57.2 | 42.8 | 75.02 | 37.04 | 48.02 | 14 | 6 | 23.9 | 2.8 | 8.9
3032 | 5 | 7 | 8 | 60.8 | 44.6 | 80.96 | 39.92 | 53.96 | 16 | 7 | 27.2 | 4.4 | 12.2
3033 | 5 | 7 | 9 | 60.8 | 46.4 | 87.08 | 44.06 | 57.02 | 16 | 8 | 30.6 | 6.7 | 13.9
3034 | 5 | 7 | 10 | 64.4 | 46.4 | 91.04 | 44.96 | 60.08 | 18 | 8 | 32.8 | 7.2 | 15.6
3035 | 5 | 7 | 11 | 66.2 | 46.4 | 93.92 | 46.94 | 62.96 | 19 | 8 | 34.4 | 8.3 | 17.2
3036 | 5 | 7 | 12 | 68.36 | 48.2 | 100.94 | 51.98 | 68 | 20.2 | 9 | 38.3 | 11.1 | 20
3037 | 5 | 7 | 13 | 69.8 | 51.8 | 102.02 | 53.96 | 69.98 | 21 | 11 | 38.9 | 12.2 | 21.1
3038 | 5 | 7 | 14 | 69.8 | 57.2 | 102.02 | 57.02 | 73.94 | 21 | 14 | 38.9 | 13.9 | 23.3
3039 | 5 | 7 | 15 | 73.4 | 62.6 | 102.02 | 55.04 | 75.02 | 23 | 17 | 38.9 | 12.8 | 23.9
3040 | 5 | 7 | 16 | 71.6 | 66.2 | 100.94 | 57.92 | 75.92 | 22 | 19 | 38.3 | 14.4 | 24.4
3041 | 5 | 7 | 17 | 68 | 66.2 | 100.04 | 55.94 | 75.92 | 20 | 19 | 37.8 | 13.3 | 24.4
3042 | 5 | 7 | 18 | 66.2 | 64.4 | 98.06 | 55.04 | 75.92 | 19 | 18 | 36.7 | 12.8 | 24.4
3043 | 5 | 7 | 19 | 57.2 | 60.8 | 93.02 | 51.98 | 73.04 | 14 | 16 | 33.9 | 11.1 | 22.8
3044 | 5 | 7 | 20 | 55.4 | 55.4 | 87.98 | 51.08 | 69.98 | 13 | 13 | 31.1 | 10.6 | 21.1
3045 | 5 | 7 | 21 | 55.4 | 51.8 | 84.02 | 50 | 68 | 13 | 11 | 28.9 | 10 | 20
3046 | 5 | 7 | 22 | 59 | 48.2 | 82.94 | 48.92 | 62.06 | 15 | 9 | 28.3 | 9.4 | 16.7
3047 | 5 | 7 | 23 | 51.8 | 44.6 | 80.96 | 50 | 59 | 11 | 7 | 27.2 | 10 | 15
3048 | 5 | 7 | 24 | 48.2 | 42.8 | 80.06 | 48.92 | 60.98 | 9 | 6 | 26.7 | 9.4 | 16.1
3049 | 5 | 8 | 1 | 44.6 | 41 | 77 | 48.92 | 51.08 | 7 | 5 | 25 | 9.4 | 10.6
3050 | 5 | 8 | 2 | 46.4 | 44.6 | 78.08 | 46.04 | 53.06 | 8 | 7 | 25.6 | 7.8 | 11.7
3051 | 5 | 8 | 3 | 44.6 | 42.8 | 75.02 | 46.04 | 53.06 | 7 | 6 | 23.9 | 7.8 | 11.7
3052 | 5 | 8 | 4 | 44.6 | 41 | 73.94 | 44.96 | 53.96 | 7 | 5 | 23.3 | 7.2 | 12.2
3053 | 5 | 8 | 5 | 42.8 | 39.2 | 75.02 | 42.98 | 51.08 | 6 | 4 | 23.9 | 6.1 | 10.6
3054 | 5 | 8 | 6 | 42.8 | 42.8 | 75.92 | 42.98 | 51.08 | 6 | 6 | 24.4 | 6.1 | 10.6
3055 | 5 | 8 | 7 | 44.6 | 48.2 | 80.96 | 48.02 | 55.04 | 7 | 9 | 27.2 | 8.9 | 12.8
3056 | 5 | 8 | 8 | 46.4 | 48.2 | 86 | 51.08 | 57.02 | 8 | 9 | 30 | 10.6 | 13.9
3057 | 5 | 8 | 9 | 48.2 | 51.8 | 89.06 | 48.92 | 62.96 | 9 | 11 | 31.7 | 9.4 | 17.2
3058 | 5 | 8 | 10 | 51.8 | 57.2 | 91.94 | 53.06 | 69.98 | 11 | 14 | 33.3 | 11.7 | 21.1
3059 | 5 | 8 | 11 | 53.6 | 60.8 | 98.96 | 53.06 | 71.96 | 12 | 16 | 37.2 | 11.7 | 22.2
3060 | 5 | 8 | 12 | 55.4 | 62.6 | 100.04 | 57.92 | 75.92 | 13 | 17 | 37.8 | 14.4 | 24.4
3061 | 5 | 8 | 13 | 57.2 | 64.4 | 100.94 | 55.94 | 78.08 | 14 | 18 | 38.3 | 13.3 | 25.6
3062 | 5 | 8 | 14 | 59 | 64.4 | 100.94 | 59 | 78.98 | 15 | 18 | 38.3 | 15 | 26.1
3063 | 5 | 8 | 15 | 57.2 | 64.58 | 102.02 | 57.02 | 80.06 | 14 | 18.1 | 38.9 | 13.9 | 26.7
3064 | 5 | 8 | 16 | 55.4 | 62.6 | 100.04 | 60.08 | 80.96 | 13 | 17 | 37.8 | 15.6 | 27.2
3065 | 5 | 8 | 17 | 55.4 | 62.6 | 98.06 | 60.08 | 82.04 | 13 | 17 | 36.7 | 15.6 | 27.8
3066 | 5 | 8 | 18 | 55.4 | 62.6 | 96.08 | 57.92 | 80.06 | 13 | 17 | 35.6 | 14.4 | 26.7
3067 | 5 | 8 | 19 | 53.6 | 55.4 | 93.02 | 55.04 | 78.98 | 12 | 13 | 33.9 | 12.8 | 26.1
3068 | 5 | 8 | 20 | 51.8 | 51.8 | 87.98 | 50 | 69.08 | 11 | 11 | 31.1 | 10 | 20.6
3069 | 5 | 8 | 21 | 50 | 42.8 | 82.94 | 48.92 | 68 | 10 | 6 | 28.3 | 9.4 | 20
3070 | 5 | 8 | 22 | 48.2 | 39.2 | 82.04 | 48.92 | 71.06 | 9 | 4 | 27.8 | 9.4 | 21.7
3071 | 5 | 8 | 23 | 46.4 | 35.6 | 82.04 | 46.94 | 64.94 | 8 | 2 | 27.8 | 8.3 | 18.3
3072 | 5 | 8 | 24 | 44.6 | 33.8 | 80.96 | 39.92 | 55.94 | 7 | 1 | 27.2 | 4.4 | 13.3
3073 | 5 | 9 | 1 | 42.8 | 33.8 | 78.08 | 39.02 | 57.02 | 6 | 1 | 25.6 | 3.9 | 13.9
3074 | 5 | 9 | 2 | 41 | 30.2 | 78.98 | 37.94 | 62.06 | 5 | -1 | 26.1 | 3.3 | 16.7
3075 | 5 | 9 | 3 | 37.4 | 26.6 | 78.98 | 33.98 | 55.04 | 3 | -3 | 26.1 | 1.1 | 12.8
3076 | 5 | 9 | 4 | 37.4 | 26.6 | 80.06 | 33.98 | 62.96 | 3 | -3 | 26.7 | 1.1 | 17.2
3077 | 5 | 9 | 5 | 37.4 | 24.8 | 80.06 | 32 | 62.06 | 3 | -4 | 26.7 | 0 | 16.7
3078 | 5 | 9 | 6 | 41 | 30.2 | 82.04 | 33.98 | 62.06 | 5 | -1 | 27.8 | 1.1 | 16.7
3079 | 5 | 9 | 7 | 46.4 | 35.6 | 80.06 | 41 | 64.04 | 8 | 2 | 26.7 | 5 | 17.8
3080 | 5 | 9 | 8 | 48.2 | 42.8 | 84.92 | 50 | 64.94 | 9 | 6 | 29.4 | 10 | 18.3
3081 | 5 | 9 | 9 | 53.6 | 46.4 | 86 | 55.04 | 66.02 | 12 | 8 | 30 | 12.8 | 18.9
3082 | 5 | 9 | 10 | 59 | 48.2 | 89.96 | 59 | 69.98 | 15 | 9 | 32.2 | 15 | 21.1
3083 | 5 | 9 | 11 | 62.6 | 51.8 | 89.96 | 62.06 | 73.94 | 17 | 11 | 32.2 | 16.7 | 23.3
3084 | 5 | 9 | 12 | 64.4 | 53.6 | 89.06 | 62.96 | 73.94 | 18 | 12 | 31.7 | 17.2 | 23.3
3085 | 5 | 9 | 13 | 68 | 57.2 | 93.02 | 66.02 | 75.92 | 20 | 14 | 33.9 | 18.9 | 24.4
3086 | 5 | 9 | 14 | 68 | 60.8 | 95 | 69.08 | 78.08 | 20 | 16 | 35 | 20.6 | 25.6
3087 | 5 | 9 | 15 | 69.8 | 62.6 | 93.92 | 69.98 | 80.06 | 21 | 17 | 34.4 | 21.1 | 26.7
3088 | 5 | 9 | 16 | 71.6 | 64.4 | 91.94 | 71.96 | 80.06 | 22 | 18 | 33.3 | 22.2 | 26.7
3089 | 5 | 9 | 17 | 69.8 | 62.6 | 87.98 | 69.08 | 80.06 | 21 | 17 | 31.1 | 20.6 | 26.7
3090 | 5 | 9 | 18 | 68 | 62.6 | 84.02 | 66.92 | 78.08 | 20 | 17 | 28.9 | 19.4 | 25.6
3091 | 5 | 9 | 19 | 62.6 | 59 | 78.98 | 62.06 | 75.02 | 17 | 15 | 26.1 | 16.7 | 23.9
3092 | 5 | 9 | 20 | 59 | 57.2 | 75.02 | 60.08 | 71.06 | 15 | 14 | 23.9 | 15.6 | 21.7
3093 | 5 | 9 | 21 | 55.4 | 53.6 | 71.96 | 59 | 66.92 | 13 | 12 | 22.2 | 15 | 19.4
3094 | 5 | 9 | 22 | 51.8 | 48.2 | 69.98 | 57.02 | 64.04 | 11 | 9 | 21.1 | 13.9 | 17.8
3095 | 5 | 9 | 23 | 51.8 | 48.2 | 68 | 55.94 | 62.96 | 11 | 9 | 20 | 13.3 | 17.2
3096 | 5 | 9 | 24 | 50 | 48.2 | 66.02 | 55.04 | 60.98 | 10 | 9 | 18.9 | 12.8 | 16.1
3097 | 5 | 10 | 1 | 48.2 | 46.4 | 64.94 | 48.02 | 57.92 | 9 | 8 | 18.3 | 8.9 | 14.4
3098 | 5 | 10 | 2 | 48.2 | 42.8 | 64.04 | 46.04 | 53.06 | 9 | 6 | 17.8 | 7.8 | 11.7
3099 | 5 | 10 | 3 | 44.6 | 41 | 62.06 | 46.04 | 55.94 | 7 | 5 | 16.7 | 7.8 | 13.3
3100 | 5 | 10 | 4 | 44.6 | 37.4 | 62.06 | 42.08 | 55.04 | 7 | 3 | 16.7 | 5.6 | 12.8
3101 | 5 | 10 | 5 | 42.8 | 33.8 | 60.98 | 41 | 55.04 | 6 | 1 | 16.1 | 5 | 12.8
3102 | 5 | 10 | 6 | 48.2 | 39.2 | 62.96 | 42.08 | 51.98 | 9 | 4 | 17.2 | 5.6 | 11.1
3103 | 5 | 10 | 7 | 55.4 | 44.6 | 64.04 | 44.06 | 55.04 | 13 | 7 | 17.8 | 6.7 | 12.8
3104 | 5 | 10 | 8 | 62.6 | 48.2 | 66.92 | 48.02 | 60.08 | 17 | 9 | 19.4 | 8.9 | 15.6
3105 | 5 | 10 | 9 | 68 | 51.8 | 71.06 | 51.98 | 64.04 | 20 | 11 | 21.7 | 11.1 | 17.8
3106 | 5 | 10 | 10 | 71.6 | 57.2 | 73.04 | 55.94 | 66.02 | 22 | 14 | 22.8 | 13.3 | 18.9
3107 | 5 | 10 | 11 | 73.4 | 57.2 | 75.02 | 60.08 | 69.08 | 23 | 14 | 23.9 | 15.6 | 20.6
3108 | 5 | 10 | 12 | 73.4 | 62.6 | 75.92 | 64.04 | 71.06 | 23 | 17 | 24.4 | 17.8 | 21.7
3109 | 5 | 10 | 13 | 75.2 | 62.6 | 78.08 | 62.96 | 73.94 | 24 | 17 | 25.6 | 17.2 | 23.3
3110 | 5 | 10 | 14 | 77 | 62.6 | 78.98 | 64.04 | 75.02 | 25 | 17 | 26.1 | 17.8 | 23.9
3111 | 5 | 10 | 15 | 77 | 64.4 | 78.98 | 62.96 | 75.92 | 25 | 18 | 26.1 | 17.2 | 24.4
3112 | 5 | 10 | 16 | 77 | 64.4 | 78.08 | 62.06 | 75.92 | 25 | 18 | 25.6 | 16.7 | 24.4
3113 | 5 | 10 | 17 | 75.2 | 62.6 | 78.98 | 60.08 | 73.04 | 24 | 17 | 26.1 | 15.6 | 22.8
3114 | 5 | 10 | 18 | 73.4 | 62.6 | 75.92 | 57.92 | 73.04 | 23 | 17 | 24.4 | 14.4 | 22.8
3115 | 5 | 10 | 19 | 68 | 62.6 | 71.06 | 53.96 | 69.98 | 20 | 17 | 21.7 | 12.2 | 21.1
3116 | 5 | 10 | 20 | 64.4 | 60.8 | 68 | 51.08 | 66.92 | 18 | 16 | 20 | 10.6 | 19.4
3117 | 5 | 10 | 21 | 69.8 | 59 | 64.94 | 48.92 | 66.02 | 21 | 15 | 18.3 | 9.4 | 18.9
3118 | 5 | 10 | 22 | 62.6 | 53.6 | 60.98 | 46.94 | 62.96 | 17 | 12 | 16.1 | 8.3 | 17.2
3119 | 5 | 10 | 23 | 64.4 | 51.8 | 59 | 46.04 | 60.98 | 18 | 11 | 15 | 7.8 | 16.1
3120 | 5 | 10 | 24 | 64.4 | 51.8 | 57.92 | 42.98 | 60.08 | 18 | 11 | 14.4 | 6.1 | 15.6
3121 | 5 | 11 | 1 | 60.8 | 51.8 | 55.94 | 39.92 | 59 | 16 | 11 | 13.3 | 4.4 | 15
3122 | 5 | 11 | 2 | 53.6 | 51.8 | 53.96 | 39.02 | 57.02 | 12 | 11 | 12.2 | 3.9 | 13.9
3123 | 5 | 11 | 3 | 48.2 | 51.8 | 51.98 | 39.02 | 55.94 | 9 | 11 | 11.1 | 3.9 | 13.3
3124 | 5 | 11 | 4 | 48.2 | 51.8 | 51.08 | 35.06 | 55.04 | 9 | 11 | 10.6 | 1.7 | 12.8
3125 | 5 | 11 | 5 | 46.4 | 48.2 | 51.08 | 30.92 | 53.96 | 8 | 9 | 10.6 | -0.6 | 12.2
3126 | 5 | 11 | 6 | 46.4 | 46.4 | 51.98 | 32 | 53.96 | 8 | 8 | 11.1 | 0 | 12.2
3127 | 5 | 11 | 7 | 50 | 46.4 | 55.04 | 41 | 53.06 | 10 | 8 | 12.8 | 5 | 11.7
3128 | 5 | 11 | 8 | 51.8 | 48.2 | 57.02 | 46.04 | 55.04 | 11 | 9 | 13.9 | 7.8 | 12.8
3129 | 5 | 11 | 9 | 53.6 | 51.8 | 60.08 | 48.92 | 53.96 | 12 | 11 | 15.6 | 9.4 | 12.2
3130 | 5 | 11 | 10 | 55.4 | 55.4 | 60.08 | 51.98 | 57.92 | 13 | 13 | 15.6 | 11.1 | 14.4
3131 | 5 | 11 | 11 | 55.4 | 57.2 | 62.06 | 55.94 | 60.98 | 13 | 14 | 16.7 | 13.3 | 16.1
3132 | 5 | 11 | 12 | 57.2 | 60.8 | 60.98 | 57.92 | 62.96 | 14 | 16 | 16.1 | 14.4 | 17.2
3133 | 5 | 11 | 13 | 55.4 | 60.8 | 60.08 | 62.06 | 62.96 | 13 | 16 | 15.6 | 16.7 | 17.2
3134 | 5 | 11 | 14 | 55.4 | 60.8 | 59 | 64.04 | 66.92 | 13 | 16 | 15 | 17.8 | 19.4
3135 | 5 | 11 | 15 | 53.6 | 57.2 | 60.08 | 66.02 | 68 | 12 | 14 | 15.6 | 18.9 | 20
3136 | 5 | 11 | 16 | 53.6 | 55.4 | 60.08 | 62.96 | 68 | 12 | 13 | 15.6 | 17.2 | 20
3137 | 5 | 11 | 17 | 50 | 51.8 | 60.98 | 64.94 | 69.08 | 10 | 11 | 16.1 | 18.3 | 20.6
3138 | 5 | 11 | 18 | 50 | 48.2 | 60.08 | 60.98 | 71.06 | 10 | 9 | 15.6 | 16.1 | 21.7
3139 | 5 | 11 | 19 | 44.6 | 48.2 | 59 | 55.94 | 69.98 | 7 | 9 | 15 | 13.3 | 21.1
3140 | 5 | 11 | 20 | 41 | 46.4 | 57.92 | 53.06 | 66.02 | 5 | 8 | 14.4 | 11.7 | 18.9
3141 | 5 | 11 | 21 | 41 | 46.4 | 57.02 | 50 | 62.96 | 5 | 8 | 13.9 | 10 | 17.2
3142 | 5 | 11 | 22 | 39.2 | 44.6 | 57.02 | 48.02 | 62.06 | 4 | 7 | 13.9 | 8.9 | 16.7
3143 | 5 | 11 | 23 | 41 | 44.6 | 55.94 | 51.08 | 59 | 5 | 7 | 13.3 | 10.6 | 15
3144 | 5 | 11 | 24 | 41 | 44.6 | 57.02 | 46.94 | 57.92 | 5 | 7 | 13.9 | 8.3 | 14.4
3145 | 5 | 12 | 1 | 39.2 | 44.6 | 55.04 | 44.96 | 55.94 | 4 | 7 | 12.8 | 7.2 | 13.3
3146 | 5 | 12 | 2 | 37.4 | 42.8 | 53.06 | 39.02 | 53.06 | 3 | 6 | 11.7 | 3.9 | 11.7
3147 | 5 | 12 | 3 | 33.8 | 42.8 | 53.06 | 39.92 | 51.08 | 1 | 6 | 11.7 | 4.4 | 10.6
3148 | 5 | 12 | 4 | 33.8 | 42.8 | 51.08 | 37.94 | 51.08 | 1 | 6 | 10.6 | 3.3 | 10.6
3149 | 5 | 12 | 5 | 33.8 | 42.8 | 50 | 35.06 | 48.92 | 1 | 6 | 10 | 1.7 | 9.4
3150 | 5 | 12 | 6 | 39.2 | 44.6 | 51.98 | 37.94 | 51.08 | 4 | 7 | 11.1 | 3.3 | 10.6
3151 | 5 | 12 | 7 | 44.6 | 44.6 | 57.92 | 44.96 | 51.98 | 7 | 7 | 14.4 | 7.2 | 11.1
3152 | 5 | 12 | 8 | 48.2 | 45.5 | 62.96 | 51.08 | 53.96 | 9 | 7.5 | 17.2 | 10.6 | 12.2
3153 | 5 | 12 | 9 | 55.4 | 46.4 | 64.94 | 57.02 | 60.08 | 13 | 8 | 18.3 | 13.9 | 15.6
3154 | 5 | 12 | 10 | 57.2 | 48.2 | 66.92 | 60.98 | 64.04 | 14 | 9 | 19.4 | 16.1 | 17.8
3155 | 5 | 12 | 11 | 60.8 | 49.46 | 69.98 | 62.96 | 68 | 16 | 9.7 | 21.1 | 17.2 | 20
3156 | 5 | 12 | 12 | 60.8 | 51.08 | 69.08 | 64.94 | 68 | 16 | 10.6 | 20.6 | 18.3 | 20
3157 | 5 | 12 | 13 | 64.4 | 51.8 | 69.08 | 66.02 | 71.06 | 18 | 11 | 20.6 | 18.9 | 21.7
3158 | 5 | 12 | 14 | 66.2 | 55.4 | 71.06 | 69.08 | 73.04 | 19 | 13 | 21.7 | 20.6 | 22.8
3159 | 5 | 12 | 15 | 66.2 | 57.2 | 71.06 | 69.08 | 75.92 | 19 | 14 | 21.7 | 20.6 | 24.4
3160 | 5 | 12 | 16 | 68 | 59 | 71.96 | 69.98 | 75.92 | 20 | 15 | 22.2 | 21.1 | 24.4
3161 | 5 | 12 | 17 | 66.2 | 59 | 71.96 | 68 | 75.92 | 19 | 15 | 22.2 | 20 | 24.4
3162 | 5 | 12 | 18 | 64.4 | 59 | 71.96 | 68 | 75.92 | 18 | 15 | 22.2 | 20 | 24.4
3163 | 5 | 12 | 19 | 62.6 | 53.6 | 71.06 | 62.96 | 75.02 | 17 | 12 | 21.7 | 17.2 | 23.9
3164 | 5 | 12 | 20 | 59 | 51.8 | 66.02 | 59 | 71.06 | 15 | 11 | 18.9 | 15 | 21.7
3165 | 5 | 12 | 21 | 51.8 | 51.8 | 64.94 | 55.94 | 69.98 | 11 | 11 | 18.3 | 13.3 | 21.1
3166 | 5 | 12 | 22 | 50 | 46.4 | 64.04 | 53.06 | 64.04 | 10 | 8 | 17.8 | 11.7 | 17.8
3167 | 5 | 12 | 23 | 50 | 46.4 | 60.08 | 50 | 62.06 | 10 | 8 | 15.6 | 10 | 16.7
3168 | 5 | 12 | 24 | 48.2 | 39.2 | 59 | 46.94 | 60.08 | 9 | 4 | 15 | 8.3 | 15.6
3169 | 5 | 13 | 1 | 50 | 37.4 | 59 | 44.96 | 57.92 | 10 | 3 | 15 | 7.2 | 14.4
3170 | 5 | 13 | 2 | 46.4 | 37.4 | 57.02 | 42.08 | 55.94 | 8 | 3 | 13.9 | 5.6 | 13.3
3171 | 5 | 13 | 3 | 46.4 | 35.6 | 55.94 | 39.02 | 53.06 | 8 | 2 | 13.3 | 3.9 | 11.7
3172 | 5 | 13 | 4 | 44.6 | 33.8 | 57.02 | 39.02 | 53.06 | 7 | 1 | 13.9 | 3.9 | 11.7
3173 | 5 | 13 | 5 | 48.2 | 32 | 60.08 | 37.04 | 51.08 | 9 | 0 | 15.6 | 2.8 | 10.6
3174 | 5 | 13 | 6 | 55.4 | 35.6 | 59 | 42.08 | 53.96 | 13 | 2 | 15 | 5.6 | 12.2
3175 | 5 | 13 | 7 | 62.6 | 39.2 | 62.96 | 46.94 | 59 | 17 | 4 | 17.2 | 8.3 | 15
3176 | 5 | 13 | 8 | 68 | 47.3 | 66.92 | 55.04 | 66.02 | 20 | 8.5 | 19.4 | 12.8 | 18.9
3177 | 5 | 13 | 9 | 71.6 | 55.4 | 69.98 | 57.92 | 69.98 | 22 | 13 | 21.1 | 14.4 | 21.1
3178 | 5 | 13 | 10 | 73.4 | 60.8 | 69.08 | 60.98 | 73.04 | 23 | 16 | 20.6 | 16.1 | 22.8
3179 | 5 | 13 | 11 | 73.4 | 64.4 | 71.06 | 68 | 75.92 | 23 | 18 | 21.7 | 20 | 24.4
3180 | 5 | 13 | 12 | 75.2 | 66.2 | 71.96 | 71.06 | 78.98 | 24 | 19 | 22.2 | 21.7 | 26.1
3181 | 5 | 13 | 13 | 75.2 | 68 | 69.98 | 69.98 | 82.94 | 24 | 20 | 21.1 | 21.1 | 28.3
3182 | 5 | 13 | 14 | 75.2 | 68 | 75.02 | 73.04 | 84.02 | 24 | 20 | 23.9 | 22.8 | 28.9
3183 | 5 | 13 | 15 | 75.2 | 69.8 | 69.98 | 73.04 | 82.94 | 24 | 21 | 21.1 | 22.8 | 28.3
3184 | 5 | 13 | 16 | 69.8 | 71.6 | 68 | 73.04 | 82.04 | 21 | 22 | 20 | 22.8 | 27.8
3185 | 5 | 13 | 17 | 68 | 69.8 | 69.08 | 71.96 | 82.04 | 20 | 21 | 20.6 | 22.2 | 27.8
3186 | 5 | 13 | 18 | 62.6 | 69.8 | 62.96 | 69.08 | 82.04 | 17 | 21 | 17.2 | 20.6 | 27.8
3187 | 5 | 13 | 19 | 62.6 | 66.2 | 53.96 | 66.02 | 80.06 | 17 | 19 | 12.2 | 18.9 | 26.7
3188 | 5 | 13 | 20 | 57.2 | 57.2 | 57.02 | 62.96 | 75.92 | 14 | 14 | 13.9 | 17.2 | 24.4
3189 | 5 | 13 | 21 | 53.6 | 54.32 | 55.94 | 62.06 | 71.96 | 12 | 12.4 | 13.3 | 16.7 | 22.2
3190 | 5 | 13 | 22 | 53.6 | 51.8 | 53.96 | 60.98 | 62.96 | 12 | 11 | 12.2 | 16.1 | 17.2
3191 | 5 | 13 | 23 | 51.8 | 48.2 | 53.96 | 53.96 | 69.08 | 11 | 9 | 12.2 | 12.2 | 20.6
3192 | 5 | 13 | 24 | 46.4 | 48.2 | 53.06 | 51.08 | 62.96 | 8 | 9 | 11.7 | 10.6 | 17.2
3193 | 5 | 14 | 1 | 44.6 | 48.2 | 51.98 | 51.08 | 60.08 | 7 | 9 | 11.1 | 10.6 | 15.6
3194 | 5 | 14 | 2 | 42.8 | 46.4 | 51.08 | 48.02 | 57.92 | 6 | 8 | 10.6 | 8.9 | 14.4
3195 | 5 | 14 | 3 | 42.8 | 42.8 | 50 | 42.98 | 57.92 | 6 | 6 | 10 | 6.1 | 14.4
3196 | 5 | 14 | 4 | 41 | 41 | 50 | 41 | 55.94 | 5 | 5 | 10 | 5 | 13.3
3197 | 5 | 14 | 5 | 42.8 | 39.2 | 48.92 | 41 | 55.04 | 6 | 4 | 9.4 | 5 | 12.8
3198 | 5 | 14 | 6 | 42.8 | 42.8 | 51.98 | 42.98 | 57.02 | 6 | 6 | 11.1 | 6.1 | 13.9
3199 | 5 | 14 | 7 | 55.4 | 44.6 | 57.02 | 50 | 62.06 | 13 | 7 | 13.9 | 10 | 16.7
3200 | 5 | 14 | 8 | 57.2 | 46.4 | 60.08 | 53.06 | 66.02 | 14 | 8 | 15.6 | 11.7 | 18.9
3201 | 5 | 14 | 9 | 62.6 | 50 | 62.96 | 57.02 | 69.98 | 17 | 10 | 17.2 | 13.9 | 21.1
3202 | 5 | 14 | 10 | 62.6 | 51.8 | 64.04 | 60.98 | 73.04 | 17 | 11 | 17.8 | 16.1 | 22.8
3203 | 5 | 14 | 11 | 64.4 | 55.4 | 66.92 | 64.04 | 73.94 | 18 | 13 | 19.4 | 17.8 | 23.3
3204 | 5 | 14 | 12 | 64.76 | 60.8 | 69.08 | 66.02 | 75.92 | 18.2 | 16 | 20.6 | 18.9 | 24.4
3205 | 5 | 14 | 13 | 64.4 | 66.2 | 66.92 | 69.08 | 80.06 | 18 | 19 | 19.4 | 20.6 | 26.7
3206 | 5 | 14 | 14 | 65.66 | 73.4 | 69.98 | 66.92 | 80.06 | 18.7 | 23 | 21.1 | 19.4 | 26.7
3207 | 5 | 14 | 15 | 66.2 | 80.6 | 71.96 | 69.98 | 82.94 | 19 | 27 | 22.2 | 21.1 | 28.3
3208 | 5 | 14 | 16 | 59 | 80.6 | 71.96 | 71.06 | 82.94 | 15 | 27 | 22.2 | 21.7 | 28.3
3209 | 5 | 14 | 17 | 60.8 | 75.2 | 71.96 | 71.06 | 82.94 | 16 | 24 | 22.2 | 21.7 | 28.3
3210 | 5 | 14 | 18 | 57.2 | 73.4 | 71.06 | 66.02 | 80.96 | 14 | 23 | 21.7 | 18.9 | 27.2
3211 | 5 | 14 | 19 | 57.2 | 69.8 | 69.08 | 62.96 | 77 | 14 | 21 | 20.6 | 17.2 | 25
3212 | 5 | 14 | 20 | 51.8 | 60.8 | 69.08 | 60.08 | 73.04 | 11 | 16 | 20.6 | 15.6 | 22.8
3213 | 5 | 14 | 21 | 51.8 | 60.8 | 66.02 | 59 | 71.06 | 11 | 16 | 18.9 | 15 | 21.7
3214 | 5 | 14 | 22 | 51.8 | 59 | 66.92 | 57.02 | 71.06 | 11 | 15 | 19.4 | 13.9 | 21.7
3215 | 5 | 14 | 23 | 50 | 60.8 | 64.94 | 55.94 | 69.08 | 10 | 16 | 18.3 | 13.3 | 20.6
3216 | 5 | 14 | 24 | 46.4 | 57.2 | 62.06 | 53.96 | 60.08 | 8 | 14 | 16.7 | 12.2 | 15.6
3217 | 5 | 15 | 1 | 46.4 | 53.6 | 62.96 | 51.08 | 60.98 | 8 | 12 | 17.2 | 10.6 | 16.1
3218 | 5 | 15 | 2 | 46.4 | 51.8 | 60.98 | 48.02 | 62.96 | 8 | 11 | 16.1 | 8.9 | 17.2
3219 | 5 | 15 | 3 | 44.6 | 48.2 | 62.06 | 42.08 | 59 | 7 | 9 | 16.7 | 5.6 | 15
3220 | 5 | 15 | 4 | 44.6 | 46.4 | 60.08 | 42.08 | 62.06 | 7 | 8 | 15.6 | 5.6 | 16.7
3221 | 5 | 15 | 5 | 42.8 | 44.6 | 60.08 | 37.04 | 60.98 | 6 | 7 | 15.6 | 2.8 | 16.1
3222 | 5 | 15 | 6 | 46.4 | 48.2 | 57.92 | 42.08 | 57.92 | 8 | 9 | 14.4 | 5.6 | 14.4
3223 | 5 | 15 | 7 | 51.8 | 55.4 | 62.96 | 50 | 60.08 | 11 | 13 | 17.2 | 10 | 15.6
3224 | 5 | 15 | 8 | 59 | 60.8 | 68 | 55.04 | 64.94 | 15 | 16 | 20 | 12.8 | 18.3
3225 | 5 | 15 | 9 | 62.6 | 66.2 | 69.08 | 57.92 | 68 | 17 | 19 | 20.6 | 14.4 | 20
3226 | 5 | 15 | 10 | 66.2 | 71.6 | 71.06 | 60.98 | 69.98 | 19 | 22 | 21.7 | 16.1 | 21.1
3227 | 5 | 15 | 11 | 68 | 75.2 | 73.04 | 66.02 | 73.04 | 20 | 24 | 22.8 | 18.9 | 22.8
3228 | 5 | 15 | 12 | 73.4 | 77 | 73.94 | 66.92 | 77 | 23 | 25 | 23.3 | 19.4 | 25
3229 | 5 | 15 | 13 | 71.6 | 73.4 | 68 | 69.08 | 80.06 | 22 | 23 | 20 | 20.6 | 26.7
3230 | 5 | 15 | 14 | 75.2 | 62.6 | 69.98 | 71.96 | 82.04 | 24 | 17 | 21.1 | 22.2 | 27.8
3231 | 5 | 15 | 15 | 75.2 | 64.4 | 73.04 | 73.04 | 82.94 | 24 | 18 | 22.8 | 22.8 | 28.3
3232 | 5 | 15 | 16 | 73.4 | 64.4 | 73.04 | 73.04 | 84.02 | 23 | 18 | 22.8 | 22.8 | 28.9
3233 | 5 | 15 | 17 | 64.4 | 64.4 | 73.04 | 71.06 | 84.02 | 18 | 18 | 22.8 | 21.7 | 28.9
3234 | 5 | 15 | 18 | 66.2 | 64.4 | 71.06 | 69.98 | 82.94 | 19 | 18 | 21.7 | 21.1 | 28.3
3235 | 5 | 15 | 19 | 64.4 | 62.6 | 69.08 | 64.94 | 78.08 | 18 | 17 | 20.6 | 18.3 | 25.6
3236 | 5 | 15 | 20 | 64.4 | 60.8 | 68 | 62.06 | 73.94 | 18 | 16 | 20 | 16.7 | 23.3
3237 | 5 | 15 | 21 | 57.2 | 53.6 | 66.92 | 57.92 | 71.06 | 14 | 12 | 19.4 | 14.4 | 21.7
3238 | 5 | 15 | 22 | 55.4 | 53.6 | 66.92 | 59 | 69.08 | 13 | 12 | 19.4 | 15 | 20.6
3239 | 5 | 15 | 23 | 53.6 | 50 | 66.02 | 57.02 | 66.02 | 12 | 10 | 18.9 | 13.9 | 18.9
3240 | 5 | 15 | 24 | 53.6 | 48.2 | 64.94 | 55.04 | 64.04 | 12 | 9 | 18.3 | 12.8 | 17.8
3241 | 5 | 16 | 1 | 51.8 | 46.4 | 62.96 | 51.98 | 62.06 | 11 | 8 | 17.2 | 11.1 | 16.7
3242 | 5 | 16 | 2 | 50 | 44.6 | 60.98 | 48.92 | 60.98 | 10 | 7 | 16.1 | 9.4 | 16.1
3243 | 5 | 16 | 3 | 50 | 44.6 | 62.06 | 46.94 | 57.92 | 10 | 7 | 16.7 | 8.3 | 14.4
3244 | 5 | 16 | 4 | 50 | 44.6 | 60.08 | 44.96 | 51.98 | 10 | 7 | 15.6 | 7.2 | 11.1
3245 | 5 | 16 | 5 | 50 | 48.2 | 60.08 | 44.06 | 53.96 | 10 | 9 | 15.6 | 6.7 | 12.2
3246 | 5 | 16 | 6 | 55.4 | 50 | 62.06 | 42.98 | 53.96 | 13 | 10 | 16.7 | 6.1 | 12.2
3247 | 5 | 16 | 7 | 62.6 | 48.2 | 66.02 | 48.92 | 57.92 | 17 | 9 | 18.9 | 9.4 | 14.4
3248 | 5 | 16 | 8 | 68 | 48.2 | 69.08 | 57.02 | 62.06 | 20 | 9 | 20.6 | 13.9 | 16.7
3249 | 5 | 16 | 9 | 73.4 | 51.8 | 73.04 | 59 | 66.92 | 23 | 11 | 22.8 | 15 | 19.4
3250 | 5 | 16 | 10 | 75.2 | 50 | 73.94 | 60.98 | 68 | 24 | 10 | 23.3 | 16.1 | 20
3251 | 5 | 16 | 11 | 77 | 51.8 | 75.92 | 64.04 | 69.98 | 25 | 11 | 24.4 | 17.8 | 21.1
3252 | 5 | 16 | 12 | 80.6 | 51.8 | 77 | 66.92 | 71.96 | 27 | 11 | 25 | 19.4 | 22.2
3253 | 5 | 16 | 13 | 80.6 | 53.6 | 80.96 | 69.98 | 73.04 | 27 | 12 | 27.2 | 21.1 | 22.8
3254 | 5 | 16 | 14 | 82.4 | 53.6 | 82.04 | 69.08 | 77 | 28 | 12 | 27.8 | 20.6 | 25
3255 | 5 | 16 | 15 | 80.6 | 51.8 | 82.04 | 69.98 | 78.08 | 27 | 11 | 27.8 | 21.1 | 25.6
3256 | 5 | 16 | 16 | 80.6 | 46.4 | 82.94 | 69.98 | 78.08 | 27 | 8 | 28.3 | 21.1 | 25.6
3257 | 5 | 16 | 17 | 77 | 48.2 | 82.94 | 71.06 | 78.08 | 25 | 9 | 28.3 | 21.7 | 25.6
3258 | 5 | 16 | 18 | 71.6 | 46.4 | 82.04 | 68 | 75.92 | 22 | 8 | 27.8 | 20 | 24.4
3259 | 5 | 16 | 19 | 69.8 | 46.4 | 77 | 62.96 | 73.04 | 21 | 8 | 25 | 17.2 | 22.8
3260 | 5 | 16 | 20 | 66.2 | 46.4 | 73.94 | 59 | 69.98 | 19 | 8 | 23.3 | 15 | 21.1
3261 | 5 | 16 | 21 | 62.6 | 46.4 | 73.04 | 57.02 | 69.08 | 17 | 8 | 22.8 | 13.9 | 20.6
3262 | 5 | 16 | 22 | 60.8 | 46.4 | 71.06 | 51.08 | 66.02 | 16 | 8 | 21.7 | 10.6 | 18.9
3263 | 5 | 16 | 23 | 59 | 46.4 | 71.06 | 51.98 | 64.04 | 15 | 8 | 21.7 | 11.1 | 17.8
3264 | 5 | 16 | 24 | 57.2 | 46.4 | 69.98 | 48.92 | 57.92 | 14 | 8 | 21.1 | 9.4 | 14.4
3265 | 5 | 17 | 1 | 55.4 | 46.4 | 68 | 46.94 | 60.98 | 13 | 8 | 20 | 8.3 | 16.1
3266 | 5 | 17 | 2 | 53.6 | 46.4 | 66.02 | 46.04 | 60.08 | 12 | 8 | 18.9 | 7.8 | 15.6
3267 | 5 | 17 | 3 | 53.6 | 46.4 | 64.94 | 41 | 57.02 | 12 | 8 | 18.3 | 5 | 13.9
3268 | 5 | 17 | 4 | 53.6 | 46.4 | 62.96 | 39.92 | 53.96 | 12 | 8 | 17.2 | 4.4 | 12.2
3269 | 5 | 17 | 5 | 53.6 | 46.4 | 62.06 | 39.02 | 48.02 | 12 | 8 | 16.7 | 3.9 | 8.9
3270 | 5 | 17 | 6 | 59 | 46.4 | 64.94 | 41 | 53.06 | 15 | 8 | 18.3 | 5 | 11.7
3271 | 5 | 17 | 7 | 66.2 | 46.4 | 69.98 | 48.92 | 57.92 | 19 | 8 | 21.1 | 9.4 | 14.4
3272 | 5 | 17 | 8 | 71.6 | 46.4 | 71.96 | 55.94 | 60.08 | 22 | 8 | 22.2 | 13.3 | 15.6
3273 | 5 | 17 | 9 | 77 | 48.2 | 75.02 | 62.96 | 64.04 | 25 | 9 | 23.9 | 17.2 | 17.8
3274 | 5 | 17 | 10 | 80.6 | 50 | 78.08 | 68 | 68 | 27 | 10 | 25.6 | 20 | 20
3275 | 5 | 17 | 11 | 80.6 | 51.8 | 80.96 | 71.06 | 69.08 | 27 | 11 | 27.2 | 21.7 | 20.6
3276 | 5 | 17 | 12 | 80.6 | 53.6 | 86 | 73.94 | 69.98 | 27 | 12 | 30 | 23.3 | 21.1
3277 | 5 | 17 | 13 | 84.2 | 55.4 | 84.92 | 75.02 | 73.94 | 29 | 13 | 29.4 | 23.9 | 23.3
3278 | 5 | 17 | 14 | 84.2 | 57.2 | 87.08 | 77 | 75.02 | 29 | 14 | 30.6 | 25 | 23.9
3279 | 5 | 17 | 15 | 80.6 | 60.8 | 87.98 | 78.08 | 75.92 | 27 | 16 | 31.1 | 25.6 | 24.4
3280 | 5 | 17 | 16 | 78.8 | 59 | 89.06 | 78.98 | 77 | 26 | 15 | 31.7 | 26.1 | 25
3281 | 5 | 17 | 17 | 77 | 60.8 | 87.98 | 78.98 | 77 | 25 | 16 | 31.1 | 26.1 | 25
3282 | 5 | 17 | 18 | 75.2 | 60.8 | 87.08 | 78.08 | 75.92 | 24 | 16 | 30.6 | 25.6 | 24.4
3283 | 5 | 17 | 19 | 69.8 | 57.2 | 86 | 75.02 | 73.94 | 21 | 14 | 30 | 23.9 | 23.3
3284 | 5 | 17 | 20 | 64.4 | 55.76 | 80.96 | 66.92 | 69.98 | 18 | 13.2 | 27.2 | 19.4 | 21.1
3285 | 5 | 17 | 21 | 62.6 | 55.4 | 77 | 69.98 | 69.98 | 17 | 13 | 25 | 21.1 | 21.1
3286 | 5 | 17 | 22 | 64.4 | 53.6 | 75.02 | 64.94 | 66.02 | 18 | 12 | 23.9 | 18.3 | 18.9
3287 | 5 | 17 | 23 | 64.4 | 53.6 | 73.04 | 59 | 64.04 | 18 | 12 | 22.8 | 15 | 17.8
3288 | 5 | 17 | 24 | 60.8 | 50 | 71.96 | 55.04 | 62.06 | 16 | 10 | 22.2 | 12.8 | 16.7
3289 | 5 | 18 | 1 | 57.2 | 48.2 | 71.96 | 55.04 | 59 | 14 | 9 | 22.2 | 12.8 | 15
3290 | 5 | 18 | 2 | 53.6 | 48.2 | 73.94 | 53.06 | 57.02 | 12 | 9 | 23.3 | 11.7 | 13.9
3291 | 5 | 18 | 3 | 53.6 | 46.4 | 73.04 | 48.92 | 55.94 | 12 | 8 | 22.8 | 9.4 | 13.3
3292 | 5 | 18 | 4 | 53.6 | 44.6 | 71.96 | 44.06 | 53.96 | 12 | 7 | 22.2 | 6.7 | 12.2
3293 | 5 | 18 | 5 | 51.8 | 44.6 | 71.06 | 46.94 | 53.96 | 11 | 7 | 21.7 | 8.3 | 12.2
3294 | 5 | 18 | 6 | 59 | 46.4 | 71.96 | 48.92 | 53.96 | 15 | 8 | 22.2 | 9.4 | 12.2
3295 | 5 | 18 | 7 | 64.4 | 50 | 73.94 | 55.94 | 57.02 | 18 | 10 | 23.3 | 13.3 | 13.9
3296 | 5 | 18 | 8 | 66.2 | 53.6 | 77 | 62.06 | 59 | 19 | 12 | 25 | 16.7 | 15
3297 | 5 | 18 | 9 | 68 | 55.4 | 80.96 | 69.08 | 64.04 | 20 | 13 | 27.2 | 20.6 | 17.8
3298 | 5 | 18 | 10 | 71.6 | 59 | 84.02 | 73.04 | 66.92 | 22 | 15 | 28.9 | 22.8 | 19.4
3299 | 5 | 18 | 11 | 71.6 | 64.4 | 87.08 | 77 | 69.08 | 22 | 18 | 30.6 | 25 | 20.6
3300 | 5 | 18 | 12 | 71.6 | 69.8 | 87.08 | 78.98 | 75.02 | 22 | 21 | 30.6 | 26.1 | 23.9
3301 | 5 | 18 | 13 | 75.2 | 69.8 | 87.98 | 80.96 | 77 | 24 | 21 | 31.1 | 27.2 | 25
3302 | 5 | 18 | 14 | 75.2 | 71.6 | 87.98 | 82.04 | 78.08 | 24 | 22 | 31.1 | 27.8 | 25.6
3303 | 5 | 18 | 15 | 73.4 | 71.6 | 89.06 | 82.94 | 80.06 | 23 | 22 | 31.7 | 28.3 | 26.7
3304 | 5 | 18 | 16 | 66.2 | 75.2 | 89.96 | 82.94 | 78.98 | 19 | 24 | 32.2 | 28.3 | 26.1
3305 | 5 | 18 | 17 | 60.8 | 75.2 | 89.06 | 82.04 | 80.06 | 16 | 24 | 31.7 | 27.8 | 26.7
3306 | 5 | 18 | 18 | 50 | 73.4 | 86 | 78.08 | 80.96 | 10 | 23 | 30 | 25.6 | 27.2
3307 | 5 | 18 | 19 | 48.2 | 69.8 | 82.94 | 75.02 | 78.08 | 9 | 21 | 28.3 | 23.9 | 25.6
3308 | 5 | 18 | 20 | 46.4 | 64.4 | 80.96 | 71.06 | 73.04 | 8 | 18 | 27.2 | 21.7 | 22.8
3309 | 5 | 18 | 21 | 44.6 | 62.6 | 77 | 68 | 66.92 | 7 | 17 | 25 | 20 | 19.4
3310 | 5 | 18 | 22 | 42.8 | 60.8 | 75.92 | 66.92 | 66.92 | 6 | 16 | 24.4 | 19.4 | 19.4
3311 | 5 | 18 | 23 | 42.8 | 57.2 | 73.94 | 60.98 | 66.92 | 6 | 14 | 23.3 | 16.1 | 19.4
3312 | 5 | 18 | 24 | 41 | 55.4 | 69.98 | 55.04 | 68 | 5 | 13 | 21.1 | 12.8 | 20
3313 | 5 | 19 | 1 | 41 | 53.6 | 69.98 | 51.98 | 66.02 | 5 | 12 | 21.1 | 11.1 | 18.9
3314 | 5 | 19 | 2 | 39.2 | 51.8 | 66.92 | 50 | 64.04 | 4 | 11 | 19.4 | 10 | 17.8
3315 | 5 | 19 | 3 | 41 | 48.2 | 66.02 | 46.94 | 64.04 | 5 | 9 | 18.9 | 8.3 | 17.8
3316 | 5 | 19 | 4 | 41 | 44.6 | 66.02 | 46.04 | 62.06 | 5 | 7 | 18.9 | 7.8 | 16.7
3317 | 5 | 19 | 5 | 41 | 42.8 | 64.94 | 44.96 | 62.06 | 5 | 6 | 18.3 | 7.2 | 16.7
3318 | 5 | 19 | 6 | 42.8 | 44.6 | 68 | 44.96 | 62.96 | 6 | 7 | 20 | 7.2 | 17.2
3319 | 5 | 19 | 7 | 42.8 | 46.4 | 73.04 | 55.04 | 66.92 | 6 | 8 | 22.8 | 12.8 | 19.4
3320 | 5 | 19 | 8 | 46.4 | 50 | 75.92 | 62.96 | 69.08 | 8 | 10 | 24.4 | 17.2 | 20.6
3321 | 5 | 19 | 9 | 46.4 | 55.4 | 77 | 71.06 | 71.96 | 8 | 13 | 25 | 21.7 | 22.2
3322 | 5 | 19 | 10 | 51.8 | 57.2 | 78.08 | 78.08 | 75.92 | 11 | 14 | 25.6 | 25.6 | 24.4
3323 | 5 | 19 | 11 | 55.4 | 60.8 | 80.96 | 78.98 | 78.08 | 13 | 16 | 27.2 | 26.1 | 25.6
3324 | 5 | 19 | 12 | 57.2 | 62.6 | 82.04 | 77 | 82.04 | 14 | 17 | 27.8 | 25 | 27.8
3325 | 5 | 19 | 13 | 60.8 | 66.2 | 84.02 | 77 | 84.02 | 16 | 19 | 28.9 | 25 | 28.9
3326 | 5 | 19 | 14 | 62.6 | 69.8 | 87.08 | 77 | 84.02 | 17 | 21 | 30.6 | 25 | 28.9
3327 | 5 | 19 | 15 | 66.2 | 69.8 | 87.08 | 78.08 | 86 | 19 | 21 | 30.6 | 25.6 | 30
3328 | 5 | 19 | 16 | 64.4 | 71.6 | 87.98 | 75.02 | 86 | 18 | 22 | 31.1 | 23.9 | 30
3329 | 5 | 19 | 17 | 62.6 | 71.6 | 87.08 | 73.04 | 86 | 17 | 22 | 30.6 | 22.8 | 30
3330 | 5 | 19 | 18 | 60.8 | 71.6 | 86 | 71.96 | 84.92 | 16 | 22 | 30 | 22.2 | 29.4
3331 | 5 | 19 | 19 | 53.6 | 68 | 82.04 | 69.08 | 80.96 | 12 | 20 | 27.8 | 20.6 | 27.2
3332 | 5 | 19 | 20 | 50 | 64.4 | 80.06 | 68 | 78.08 | 10 | 18 | 26.7 | 20 | 25.6
3333 | 5 | 19 | 21 | 50 | 57.2 | 77 | 64.94 | 73.94 | 10 | 14 | 25 | 18.3 | 23.3
3334 | 5 | 19 | 22 | 50 | 55.4 | 73.94 | 62.96 | 71.96 | 10 | 13 | 23.3 | 17.2 | 22.2
3335 | 5 | 19 | 23 | 46.4 | 51.8 | 71.96 | 62.06 | 69.08 | 8 | 11 | 22.2 | 16.7 | 20.6
3336 | 5 | 19 | 24 | 46.4 | 50 | 69.98 | 62.96 | 66.02 | 8 | 10 | 21.1 | 17.2 | 18.9
3337 | 5 | 20 | 1 | 46.4 | 48.2 | 68 | 57.02 | 60.98 | 8 | 9 | 20 | 13.9 | 16.1
3338 | 5 | 20 | 2 | 46.4 | 48.2 | 66.92 | 55.04 | 64.94 | 8 | 9 | 19.4 | 12.8 | 18.3
3339 | 5 | 20 | 3 | 46.4 | 48.2 | 64.94 | 51.98 | 60.98 | 8 | 9 | 18.3 | 11.1 | 16.1
3340 | 5 | 20 | 4 | 44.6 | 48.2 | 64.04 | 46.94 | 55.04 | 7 | 9 | 17.8 | 8.3 | 12.8
3341 | 5 | 20 | 5 | 42.8 | 46.4 | 62.06 | 48.02 | 53.06 | 6 | 8 | 16.7 | 8.9 | 11.7
3342 | 5 | 20 | 6 | 50 | 46.4 | 66.92 | 51.98 | 55.94 | 10 | 8 | 19.4 | 11.1 | 13.3
3343 | 5 | 20 | 7 | 55.4 | 48.2 | 73.04 | 57.92 | 59 | 13 | 9 | 22.8 | 14.4 | 15
3344 | 5 | 20 | 8 | 59 | 48.2 | 78.08 | 59 | 62.96 | 15 | 9 | 25.6 | 15 | 17.2
3345 | 5 | 20 | 9 | 64.4 | 51.8 | 80.96 | 62.06 | 66.02 | 18 | 11 | 27.2 | 16.7 | 18.9
3346 | 5 | 20 | 10 | 71.6 | 51.8 | 84.02 | 62.96 | 69.08 | 22 | 11 | 28.9 | 17.2 | 20.6
3347 | 5 | 20 | 11 | 73.4 | 55.4 | 87.08 | 64.04 | 73.94 | 23 | 13 | 30.6 | 17.8 | 23.3
3348 | 5 | 20 | 12 | 71.6 | 60.8 | 91.04 | 66.92 | 75.02 | 22 | 16 | 32.8 | 19.4 | 23.9
3349 | 5 | 20 | 13 | 71.6 | 64.4 | 96.08 | 66.92 | 77 | 22 | 18 | 35.6 | 19.4 | 25
3350 | 5 | 20 | 14 | 68 | 64.4 | 96.98 | 66.02 | 78.08 | 20 | 18 | 36.1 | 18.9 | 25.6
3351 | 5 | 20 | 15 | 71.6 | 66.2 | 96.98 | 60.98 | 80.06 | 22 | 19 | 36.1 | 16.1 | 26.7
3352 | 5 | 20 | 16 | 73.4 | 66.2 | 95 | 60.08 | 80.96 | 23 | 19 | 35 | 15.6 | 27.2
3353 | 5 | 20 | 17 | 71.6 | 66.2 | 93.92 | 60.98 | 80.06 | 22 | 19 | 34.4 | 16.1 | 26.7
3354 | 5 | 20 | 18 | 66.2 | 62.6 | 91.94 | 60.08 | 80.06 | 19 | 17 | 33.3 | 15.6 | 26.7
3355 | 5 | 20 | 19 | 64.4 | 60.8 | 89.96 | 55.04 | 75.02 | 18 | 16 | 32.2 | 12.8 | 23.9
3356 | 5 | 20 | 20 | 60.8 | 57.2 | 87.98 | 57.02 | 69.98 | 16 | 14 | 31.1 | 13.9 | 21.1
3357 | 5 | 20 | 21 | 59 | 53.6 | 86 | 53.96 | 71.06 | 15 | 12 | 30 | 12.2 | 21.7
3358 | 5 | 20 | 22 | 57.2 | 51.8 | 86 | 53.06 | 69.98 | 14 | 11 | 30 | 11.7 | 21.1
3359 | 5 | 20 | 23 | 57.2 | 50 | 84.02 | 53.06 | 69.08 | 14 | 10 | 28.9 | 11.7 | 20.6
3360 | 5 | 20 | 24 | 55.4 | 50 | 80.96 | 51.08 | 69.08 | 13 | 10 | 27.2 | 10.6 | 20.6
3361 | 5 | 21 | 1 | 53.6 | 51.8 | 78.98 | 50 | 64.94 | 12 | 11 | 26.1 | 10 | 18.3
3362 | 5 | 21 | 2 | 51.8 | 51.8 | 75.92 | 50 | 62.06 | 11 | 11 | 24.4 | 10 | 16.7
3363 | 5 | 21 | 3 | 53.6 | 51.8 | 75.02 | 48.02 | 60.98 | 12 | 11 | 23.9 | 8.9 | 16.1
3364 | 5 | 21 | 4 | 53.6 | 51.8 | 75.92 | 46.94 | 60.98 | 12 | 11 | 24.4 | 8.3 | 16.1
3365 | 5 | 21 | 5 | 51.8 | 50 | 75.02 | 46.04 | 60.08 | 11 | 10 | 23.9 | 7.8 | 15.6
3366 | 5 | 21 | 6 | 53.6 | 53.6 | 78.08 | 44.96 | 60.08 | 12 | 12 | 25.6 | 7.2 | 15.6
3367 | 5 | 21 | 7 | 53.6 | 55.4 | 80.96 | 44.96 | 62.06 | 12 | 13 | 27.2 | 7.2 | 16.7
3368 | 5 | 21 | 8 | 59 | 62.6 | 82.94 | 48.92 | 66.02 | 15 | 17 | 28.3 | 9.4 | 18.9
3369 | 5 | 21 | 9 | 60.8 | 66.2 | 86 | 51.98 | 69.08 | 16 | 19 | 30 | 11.1 | 20.6
3370 | 5 | 21 | 10 | 69.8 | 69.8 | 87.08 | 51.98 | 71.96 | 21 | 21 | 30.6 | 11.1 | 22.2
3371 | 5 | 21 | 11 | 69.8 | 77 | 89.06 | 55.04 | 75.92 | 21 | 25 | 31.7 | 12.8 | 24.4
3372 | 5 | 21 | 12 | 73.4 | 80.6 | 91.94 | 55.94 | 78.98 | 23 | 27 | 33.3 | 13.3 | 26.1
3373 | 5 | 21 | 13 | 73.4 | 84.2 | 91.94 | 57.92 | 80.06 | 23 | 29 | 33.3 | 14.4 | 26.7
3374 | 5 | 21 | 14 | 64.4 | 87.8 | 93.02 | 57.02 | 82.04 | 18 | 31 | 33.9 | 13.9 | 27.8
3375 | 5 | 21 | 15 | 66.2 | 89.6 | 95 | 57.02 | 82.94 | 19 | 32 | 35 | 13.9 | 28.3
3376 | 5 | 21 | 16 | 71.6 | 87.8 | 96.08 | 57.02 | 82.04 | 22 | 31 | 35.6 | 13.9 | 27.8
3377 | 5 | 21 | 17 | 69.8 | 84.2 | 93.92 | 55.04 | 80.06 | 21 | 29 | 34.4 | 12.8 | 26.7
3378 | 5 | 21 | 18 | 68 | 75.2 | 91.94 | 53.06 | 78.08 | 20 | 24 | 33.3 | 11.7 | 25.6
3379 | 5 | 21 | 19 | 62.6 | 69.8 | 87.98 | 50 | 75.92 | 17 | 21 | 31.1 | 10 | 24.4
3380 | 5 | 21 | 20 | 59 | 62.6 | 84.02 | 46.94 | 73.94 | 15 | 17 | 28.9 | 8.3 | 23.3
3381 | 5 | 21 | 21 | 55.4 | 59 | 82.04 | 46.94 | 73.94 | 13 | 15 | 27.8 | 8.3 | 23.3
3382 | 5 | 21 | 22 | 53.6 | 53.6 | 82.04 | 42.98 | 73.04 | 12 | 12 | 27.8 | 6.1 | 22.8
3383 | 5 | 21 | 23 | 53.6 | 51.8 | 80.06 | 39.92 | 71.06 | 12 | 11 | 26.7 | 4.4 | 21.7
3384 | 5 | 21 | 24 | 53.6 | 50 | 78.08 | 39.02 | 71.96 | 12 | 10 | 25.6 | 3.9 | 22.2
3385 | 5 | 22 | 1 | 53.6 | 51.8 | 75.92 | 35.96 | 68 | 12 | 11 | 24.4 | 2.2 | 20
3386 | 5 | 22 | 2 | 53.6 | 53.6 | 73.94 | 35.06 | 66.02 | 12 | 12 | 23.3 | 1.7 | 18.9
3387 | 5 | 22 | 3 | 53.6 | 51.8 | 73.94 | 32 | 64.94 | 12 | 11 | 23.3 | 0 | 18.3
3388 | 5 | 22 | 4 | 51.8 | 51.8 | 73.94 | 32 | 64.04 | 11 | 11 | 23.3 | 0 | 17.8
3389 | 5 | 22 | 5 | 51.8 | 51.8 | 73.94 | 28.94 | 62.06 | 11 | 11 | 23.3 | -1.7 | 16.7
3390 | 5 | 22 | 6 | 51.8 | 53.6 | 73.94 | 33.98 | 62.96 | 11 | 12 | 23.3 | 1.1 | 17.2
3391 | 5 | 22 | 7 | 53.6 | 57.2 | 75.92 | 41 | 66.92 | 12 | 14 | 24.4 | 5 | 19.4
3392 | 5 | 22 | 8 | 55.4 | 59 | 78.98 | 46.94 | 69.08 | 13 | 15 | 26.1 | 8.3 | 20.6
3393 | 5 | 22 | 9 | 55.4 | 62.6 | 82.94 | 51.08 | 73.04 | 13 | 17 | 28.3 | 10.6 | 22.8
3394 | 5 | 22 | 10 | 57.2 | 64.4 | 87.08 | 53.06 | 75.92 | 14 | 18 | 30.6 | 11.7 | 24.4
3395 | 5 | 22 | 11 | 55.4 | 66.2 | 89.06 | 55.94 | 78.08 | 13 | 19 | 31.7 | 13.3 | 25.6
3396 | 5 | 22 | 12 | 53.6 | 66.2 | 89.96 | 59 | 80.96 | 12 | 19 | 32.2 | 15 | 27.2
3397 | 5 | 22 | 13 | 53.6 | 68 | 93.02 | 62.06 | 86 | 12 | 20 | 33.9 | 16.7 | 30
3398 | 5 | 22 | 14 | 53.6 | 69.8 | 93.92 | 66.02 | 84.92 | 12 | 21 | 34.4 | 18.9 | 29.4
3399 | 5 | 22 | 15 | 51.8 | 69.8 | 93.02 | 66.02 | 68 | 11 | 21 | 33.9 | 18.9 | 20
3400 | 5 | 22 | 16 | 51.8 | 69.8 | 93.92 | 66.92 | 80.06 | 11 | 21 | 34.4 | 19.4 | 26.7
3401 | 5 | 22 | 17 | 53.6 | 68 | 93.92 | 66.02 | 78.08 | 12 | 20 | 34.4 | 18.9 | 25.6
3402 | 5 | 22 | 18 | 53.6 | 66.2 | 91.94 | 64.04 | 78.08 | 12 | 19 | 33.3 | 17.8 | 25.6
3403 | 5 | 22 | 19 | 51.8 | 62.6 | 87.98 | 60.98 | 75.02 | 11 | 17 | 31.1 | 16.1 | 23.9
3404 | 5 | 22 | 20 | 51.8 | 59 | 84.92 | 57.92 | 73.94 | 11 | 15 | 29.4 | 14.4 | 23.3
3405 | 5 | 22 | 21 | 51.8 | 55.4 | 82.94 | 57.92 | 71.96 | 11 | 13 | 28.3 | 14.4 | 22.2
3406 | 5 | 22 | 22 | 51.8 | 53.6 | 80.06 | 55.94 | 68 | 11 | 12 | 26.7 | 13.3 | 20
3407 | 5 | 22 | 23 | 51.8 | 51.8 | 80.06 | 51.08 | 66.92 | 11 | 11 | 26.7 | 10.6 | 19.4
3408 | 5 | 22 | 24 | 50 | 50 | 77 | 50 | 69.08 | 10 | 10 | 25 | 10 | 20.6
3409 | 5 | 23 | 1 | 50 | 48.2 | 77 | 50 | 64.04 | 10 | 9 | 25 | 10 | 17.8
3410 | 5 | 23 | 2 | 48.2 | 46.4 | 75.92 | 46.04 | 62.96 | 9 | 8 | 24.4 | 7.8 | 17.2
3411 | 5 | 23 | 3 | 48.2 | 48.2 | 75.02 | 46.04 | 60.98 | 9 | 9 | 23.9 | 7.8 | 16.1
3412 | 5 | 23 | 4 | 46.4 | 44.6 | 73.94 | 46.04 | 59 | 8 | 7 | 23.3 | 7.8 | 15
3413 | 5 | 23 | 5 | 46.4 | 42.8 | 73.04 | 44.96 | 57.92 | 8 | 6 | 22.8 | 7.2 | 14.4
3414 | 5 | 23 | 6 | 50 | 44.6 | 73.94 | 48.02 | 57.92 | 10 | 7 | 23.3 | 8.9 | 14.4
3415 | 5 | 23 | 7 | 53.6 | 46.4 | 77 | 50 | 66.92 | 12 | 8 | 25 | 10 | 19.4
3416 | 5 | 23 | 8 | 55.4 | 51.8 | 78.98 | 55.04 | 66.92 | 13 | 11 | 26.1 | 12.8 | 19.4
3417 | 5 | 23 | 9 | 57.2 | 53.6 | 82.94 | 60.98 | 73.04 | 14 | 12 | 28.3 | 16.1 | 22.8
3418 | 5 | 23 | 10 | 57.2 | 53.6 | 84.92 | 64.94 | 75.92 | 14 | 12 | 29.4 | 18.3 | 24.4
3419 | 5 | 23 | 11 | 60.8 | 57.2 | 87.08 | 68 | 80.06 | 16 | 14 | 30.6 | 20 | 26.7
3420 | 5 | 23 | 12 | 60.8 | 60.8 | 89.96 | 69.08 | 77 | 16 | 16 | 32.2 | 20.6 | 25
3421 | 5 | 23 | 13 | 64.4 | 60.8 | 89.96 | 71.06 | 75.92 | 18 | 16 | 32.2 | 21.7 | 24.4
3422 | 5 | 23 | 14 | 66.2 | 62.6 | 89.96 | 71.96 | 71.06 | 19 | 17 | 32.2 | 22.2 | 21.7
3423 | 5 | 23 | 15 | 64.4 | 62.6 | 89.96 | 71.96 | 57.92 | 18 | 17 | 32.2 | 22.2 | 14.4
3424 | 5 | 23 | 16 | 64.4 | 60.8 | 89.06 | 73.94 | 57.02 | 18 | 16 | 31.7 | 23.3 | 13.9
3425 | 5 | 23 | 17 | 64.4 | 59 | 87.08 | 71.96 | 59 | 18 | 15 | 30.6 | 22.2 | 15
3426 | 5 | 23 | 18 | 62.6 | 53.6 | 84.02 | 71.06 | 62.96 | 17 | 12 | 28.9 | 21.7 | 17.2
3427 | 5 | 23 | 19 | 60.8 | 48.2 | 82.04 | 68 | 62.96 | 16 | 9 | 27.8 | 20 | 17.2
3428 | 5 | 23 | 20 | 57.2 | 46.4 | 80.06 | 64.94 | 62.96 | 14 | 8 | 26.7 | 18.3 | 17.2
3429 | 5 | 23 | 21 | 57.2 | 46.4 | 77 | 62.96 | 60.98 | 14 | 8 | 25 | 17.2 | 16.1
3430 | 5 | 23 | 22 | 55.4 | 46.4 | 75.02 | 57.02 | 60.08 | 13 | 8 | 23.9 | 13.9 | 15.6
3431 | 5 | 23 | 23 | 55.4 | 44.6 | 75.02 | 50 | 60.08 | 13 | 7 | 23.9 | 10 | 15.6
3432 | 5 | 23 | 24 | 51.8 | 39.2 | 77 | 46.04 | 59 | 11 | 4 | 25 | 7.8 | 15
3433 | 5 | 24 | 1 | 53.6 | 37.4 | 73.04 | 50 | 57.02 | 12 | 3 | 22.8 | 10 | 13.9
3434 | 5 | 24 | 2 | 51.8 | 37.4 | 69.98 | 44.06 | 55.04 | 11 | 3 | 21.1 | 6.7 | 12.8
3435 | 5 | 24 | 3 | 51.8 | 37.4 | 66.92 | 41 | 55.04 | 11 | 3 | 19.4 | 5 | 12.8
3436 | 5 | 24 | 4 | 51.8 | 37.4 | 66.02 | 42.98 | 53.96 | 11 | 3 | 18.9 | 6.1 | 12.2
3437 | 5 | 24 | 5 | 51.8 | 37.4 | 62.96 | 39.92 | 53.06 | 11 | 3 | 17.2 | 4.4 | 11.7
3438 | 5 | 24 | 6 | 55.4 | 39.2 | 66.02 | 42.98 | 53.96 | 13 | 4 | 18.9 | 6.1 | 12.2
3439 | 5 | 24 | 7 | 55.4 | 39.2 | 69.98 | 51.98 | 60.98 | 13 | 4 | 21.1 | 11.1 | 16.1
3440 | 5 | 24 | 8 | 57.2 | 41 | 75.02 | 59 | 62.96 | 14 | 5 | 23.9 | 15 | 17.2
3441 | 5 | 24 | 9 | 64.4 | 42.8 | 78.08 | 64.94 | 66.02 | 18 | 6 | 25.6 | 18.3 | 18.9
3442 | 5 | 24 | 10 | 68 | 42.8 | 78.98 | 69.98 | 64.94 | 20 | 6 | 26.1 | 21.1 | 18.3
3443 | 5 | 24 | 11 | 69.8 | 41 | 82.04 | 75.92 | 64.04 | 21 | 5 | 27.8 | 24.4 | 17.8
3444 | 5 | 24 | 12 | 73.4 | 42.8 | 82.04 | 78.08 | 66.02 | 23 | 6 | 27.8 | 25.6 | 18.9
3445 | 5 | 24 | 13 | 66.2 | 46.4 | 84.92 | 82.04 | 66.92 | 19 | 8 | 29.4 | 27.8 | 19.4
3446 | 5 | 24 | 14 | 73.4 | 46.4 | 84.92 | 82.04 | 66.02 | 23 | 8 | 29.4 | 27.8 | 18.9
3447 | 5 | 24 | 15 | 64.4 | 48.2 | 87.08 | 82.94 | 62.06 | 18 | 9 | 30.6 | 28.3 | 16.7
3448 | 5 | 24 | 16 | 68 | 48.2 | 87.98 | 82.94 | 60.08 | 20 | 9 | 31.1 | 28.3 | 15.6
3449 | 5 | 24 | 17 | 64.4 | 51.8 | 86 | 82.94 | 60.98 | 18 | 11 | 30 | 28.3 | 16.1
3450 | 5 | 24 | 18 | 64.4 | 52.52 | 84.92 | 82.04 | 62.96 | 18 | 11.4 | 29.4 | 27.8 | 17.2
3451 | 5 | 24 | 19 | 60.8 | 51.8 | 80.96 | 78.08 | 60.08 | 16 | 11 | 27.2 | 25.6 | 15.6
3452 | 5 | 24 | 20 | 57.2 | 46.4 | 78.08 | 73.04 | 59 | 14 | 8 | 25.6 | 22.8 | 15
3453 | 5 | 24 | 21 | 59 | 44.6 | 75.92 | 71.06 | 55.94 | 15 | 7 | 24.4 | 21.7 | 13.3
3454 | 5 | 24 | 22 | 57.2 | 44.6 | 73.04 | 62.06 | 55.04 | 14 | 7 | 22.8 | 16.7 | 12.8
3455 | 5 | 24 | 23 | 55.4 | 42.8 | 71.96 | 60.98 | 53.96 | 13 | 6 | 22.2 | 16.1 | 12.2
3456 | 5 | 24 | 24 | 53.6 | 42.8 | 69.08 | 57.92 | 53.06 | 12 | 6 | 20.6 | 14.4 | 11.7
3457 | 5 | 25 | 1 | 51.8 | 39.2 | 69.08 | 53.96 | 50 | 11 | 4 | 20.6 | 12.2 | 10
3458 | 5 | 25 | 2 | 51.8 | 39.2 | 66.92 | 53.96 | 50 | 11 | 4 | 19.4 | 12.2 | 10
3459 | 5 | 25 | 3 | 53.6 | 39.2 | 64.04 | 51.08 | 48.92 | 12 | 4 | 17.8 | 10.6 | 9.4
3460 | 5 | 25 | 4 | 51.8 | 37.4 | 62.06 | 50 | 50 | 11 | 3 | 16.7 | 10 | 10
3461 | 5 | 25 | 5 | 50 | 39.2 | 59 | 50 | 48.92 | 10 | 4 | 15 | 10 | 9.4
3462 | 5 | 25 | 6 | 50 | 42.8 | 64.04 | 50 | 51.98 | 10 | 6 | 17.8 | 10 | 11.1
3463 | 5 | 25 | 7 | 53.6 | 46.4 | 69.98 | 60.08 | 53.06 | 12 | 8 | 21.1 | 15.6 | 11.7
3464 | 5 | 25 | 8 | 55.4 | 50 | 75.02 | 64.94 | 55.94 | 13 | 10 | 23.9 | 18.3 | 13.3
3465 | 5 | 25 | 9 | 57.2 | 53.6 | 77 | 73.04 | 60.08 | 14 | 12 | 25 | 22.8 | 15.6
3466 | 5 | 25 | 10 | 59 | 57.2 | 78.98 | 78.08 | 62.96 | 15 | 14 | 26.1 | 25.6 | 17.2
3467 | 5 | 25 | 11 | 60.8 | 60.8 | 80.96 | 82.94 | 66.92 | 16 | 16 | 27.2 | 28.3 | 19.4
3468 | 5 | 25 | 12 | 62.6 | 66.2 | 82.04 | 86 | 69.08 | 17 | 19 | 27.8 | 30 | 20.6
3469 | 5 | 25 | 13 | 62.6 | 69.8 | 84.02 | 89.96 | 71.06 | 17 | 21 | 28.9 | 32.2 | 21.7
3470 | 5 | 25 | 14 | 62.6 | 69.8 | 84.92 | 89.06 | 73.94 | 17 | 21 | 29.4 | 31.7 | 23.3
3471 | 5 | 25 | 15 | 66.2 | 71.6 | 87.08 | 89.96 | 73.94 | 19 | 22 | 30.6 | 32.2 | 23.3
3472 | 5 | 25 | 16 | 64.4 | 71.6 | 86 | 89.06 | 68 | 18 | 22 | 30 | 31.7 | 20
3473 | 5 | 25 | 17 | 55.4 | 71.6 | 86 | 89.06 | 64.04 | 13 | 22 | 30 | 31.7 | 17.8
3474 | 5 | 25 | 18 | 55.4 | 71.6 | 84.92 | 84.92 | 64.94 | 13 | 22 | 29.4 | 29.4 | 18.3
3475 | 5 | 25 | 19 | 51.8 | 69.8 | 84.02 | 80.06 | 62.06 | 11 | 21 | 28.9 | 26.7 | 16.7
3476 | 5 | 25 | 20 | 48.2 | 64.4 | 80.06 | 75.92 | 60.08 | 9 | 18 | 26.7 | 24.4 | 15.6
3477 | 5 | 25 | 21 | 48.2 | 59 | 78.08 | 73.04 | 59 | 9 | 15 | 25.6 | 22.8 | 15
3478 | 5 | 25 | 22 | 48.2 | 64.4 | 73.94 | 66.02 | 57.02 | 9 | 18 | 23.3 | 18.9 | 13.9
3479 | 5 | 25 | 23 | 48.2 | 60.8 | 71.96 | 62.96 | 55.94 | 9 | 16 | 22.2 | 17.2 | 13.3
3480 | 5 | 25 | 24 | 48.2 | 59 | 71.96 | 57.02 | 57.92 | 9 | 15 | 22.2 | 13.9 | 14.4
3481 | 5 | 26 | 1 | 48.2 | 53.6 | 68 | 57.92 | 55.94 | 9 | 12 | 20 | 14.4 | 13.3
3482 | 5 | 26 | 2 | 48.2 | 48.2 | 66.02 | 53.96 | 55.04 | 9 | 9 | 18.9 | 12.2 | 12.8
3483 | 5 | 26 | 3 | 50 | 46.4 | 62.96 | 51.98 | 53.06 | 10 | 8 | 17.2 | 11.1 | 11.7
3484 | 5 | 26 | 4 | 48.2 | 44.6 | 66.92 | 51.08 | 51.98 | 9 | 7 | 19.4 | 10.6 | 11.1
3485 | 5 | 26 | 5 | 46.4 | 44.6 | 68 | 48.92 | 51.08 | 8 | 7 | 20 | 9.4 | 10.6
3486 | 5 | 26 | 6 | 46.4 | 48.2 | 68 | 51.98 | 51.98 | 8 | 9 | 20 | 11.1 | 11.1
3487 | 5 | 26 | 7 | 51.8 | 51.8 | 71.96 | 60.98 | 53.06 | 11 | 11 | 22.2 | 16.1 | 11.7
3488 | 5 | 26 | 8 | 53.6 | 57.2 | 75.02 | 66.92 | 57.02 | 12 | 14 | 23.9 | 19.4 | 13.9
3489 | 5 | 26 | 9 | 51.8 | 66.2 | 78.08 | 75.02 | 62.06 | 11 | 19 | 25.6 | 23.9 | 16.7
3490 | 5 | 26 | 10 | 53.6 | 71.6 | 80.06 | 80.96 | 64.94 | 12 | 22 | 26.7 | 27.2 | 18.3
3491 | 5 | 26 | 11 | 46.4 | 73.4 | 82.94 | 82.94 | 66.92 | 8 | 23 | 28.3 | 28.3 | 19.4
3492 | 5 | 26 | 12 | 55.4 | 75.2 | 86 | 86 | 69.08 | 13 | 24 | 30 | 30 | 20.6
3493 | 5 | 26 | 13 | 55.4 | 78.8 | 87.08 | 89.06 | 73.04 | 13 | 26 | 30.6 | 31.7 | 22.8
3494 | 5 | 26 | 14 | 53.6 | 78.8 | 89.06 | 89.06 | 73.04 | 12 | 26 | 31.7 | 31.7 | 22.8
3495 | 5 | 26 | 15 | 53.6 | 80.6 | 89.06 | 87.98 | 73.94 | 12 | 27 | 31.7 | 31.1 | 23.3
3496 | 5 | 26 | 16 | 53.6 | 80.6 | 89.96 | 87.98 | 73.94 | 12 | 27 | 32.2 | 31.1 | 23.3
3497 | 5 | 26 | 17 | 55.4 | 80.6 | 89.96 | 86 | 75.02 | 13 | 27 | 32.2 | 30 | 23.9
3498 | 5 | 26 | 18 | 55.4 | 77 | 87.08 | 84.02 | 73.04 | 13 | 25 | 30.6 | 28.9 | 22.8
3499 | 5 | 26 | 19 | 50 | 73.4 | 82.94 | 78.98 | 69.08 | 10 | 23 | 28.3 | 26.1 | 20.6
3500 | 5 | 26 | 20 | 50 | 66.2 | 80.06 | 73.94 | 66.02 | 10 | 19 | 26.7 | 23.3 | 18.9
3501 | 5 | 26 | 21 | 46.4 | 64.4 | 75.92 | 71.96 | 64.04 | 8 | 18 | 24.4 | 22.2 | 17.8
3502 | 5 | 26 | 22 | 50 | 60.8 | 73.94 | 69.08 | 62.06 | 10 | 16 | 23.3 | 20.6 | 16.7
3503 | 5 | 26 | 23 | 44.6 | 60.8 | 69.98 | 66.02 | 60.08 | 7 | 16 | 21.1 | 18.9 | 15.6
3504 | 5 | 26 | 24 | 41 | 60.8 | 69.98 | 60.08 | 59 | 5 | 16 | 21.1 | 15.6 | 15
3505 | 5 | 27 | 1 | 41 | 57.2 | 69.98 | 57.02 | 57.02 | 5 | 14 | 21.1 | 13.9 | 13.9
3506 | 5 | 27 | 2 | 41 | 55.4 | 69.08 | 51.98 | 55.94 | 5 | 13 | 20.6 | 11.1 | 13.3
3507 | 5 | 27 | 3 | 42.8 | 51.8 | 64.94 | 53.96 | 55.04 | 6 | 11 | 18.3 | 12.2 | 12.8
3508 | 5 | 27 | 4 | 41 | 48.2 | 68 | 51.08 | 53.96 | 5 | 9 | 20 | 10.6 | 12.2
3509 | 5 | 27 | 5 | 39.2 | 48.2 | 64.94 | 48.02 | 53.06 | 4 | 9 | 18.3 | 8.9 | 11.7
3510 | 5 | 27 | 6 | 46.4 | 51.8 | 68 | 53.06 | 53.06 | 8 | 11 | 20 | 11.7 | 11.7
3511 | 5 | 27 | 7 | 50 | 57.2 | 75.92 | 60.98 | 57.02 | 10 | 14 | 24.4 | 16.1 | 13.9
3512 | 5 | 27 | 8 | 55.4 | 60.8 | 82.94 | 69.08 | 62.06 | 13 | 16 | 28.3 | 20.6 | 16.7
3513 | 5 | 27 | 9 | 57.2 | 68 | 86 | 71.96 | 69.08 | 14 | 20 | 30 | 22.2 | 20.6
3514 | 5 | 27 | 10 | 60.8 | 71.6 | 89.06 | 75.92 | 69.08 | 16 | 22 | 31.7 | 24.4 | 20.6
3515 | 5 | 27 | 11 | 62.6 | 75.2 | 91.04 | 80.96 | 73.94 | 17 | 24 | 32.8 | 27.2 | 23.3
3516 | 5 | 27 | 12 | 64.4 | 78.8 | 91.94 | 84.02 | 75.02 | 18 | 26 | 33.3 | 28.9 | 23.9
3517 | 5 | 27 | 13 | 62.6 | 80.6 | 93.02 | 87.08 | 75.92 | 17 | 27 | 33.9 | 30.6 | 24.4
3518 | 5 | 27 | 14 | 62.6 | 80.6 | 95 | 89.06 | 77 | 17 | 27 | 35 | 31.7 | 25
3519 | 5 | 27 | 15 | 62.6 | 82.4 | 93.92 | 89.06 | 77 | 17 | 28 | 34.4 | 31.7 | 25
3520 | 5 | 27 | 16 | 57.2 | 82.4 | 93.02 | 89.96 | 75.92 | 14 | 28 | 33.9 | 32.2 | 24.4
3521 | 5 | 27 | 17 | 59 | 80.6 | 91.04 | 87.98 | 75.92 | 15 | 27 | 32.8 | 31.1 | 24.4
3522 | 5 | 27 | 18 | 55.4 | 75.2 | 91.04 | 84.02 | 75.92 | 13 | 24 | 32.8 | 28.9 | 24.4
3523 | 5 | 27 | 19 | 51.62 | 71.6 | 87.98 | 80.06 | 75.92 | 10.9 | 22 | 31.1 | 26.7 | 24.4
3524 | 5 | 27 | 20 | 48.2 | 69.8 | 84.92 | 77 | 68 | 9 | 21 | 29.4 | 25 | 20
3525 | 5 | 27 | 21 | 48.2 | 66.2 | 84.02 | 73.04 | 60.98 | 9 | 19 | 28.9 | 22.8 | 16.1
3526 | 5 | 27 | 22 | 48.2 | 62.6 | 82.04 | 69.98 | 60.08 | 9 | 17 | 27.8 | 21.1 | 15.6
3527 | 5 | 27 | 23 | 48.2 | 59 | 78.08 | 69.08 | 59 | 9 | 15 | 25.6 | 20.6 | 15
3528 | 5 | 27 | 24 | 44.6 | 55.4 | 77 | 62.96 | 57.92 | 7 | 13 | 25 | 17.2 | 14.4
3529 | 5 | 28 | 1 | 42.8 | 53.6 | 75.02 | 55.94 | 59 | 6 | 12 | 23.9 | 13.3 | 15
3530 | 5 | 28 | 2 | 44.6 | 51.8 | 73.04 | 53.06 | 57.92 | 7 | 11 | 22.8 | 11.7 | 14.4
3531 | 5 | 28 | 3 | 44.6 | 50 | 71.96 | 55.94 | 57.02 | 7 | 10 | 22.2 | 13.3 | 13.9
3532 | 5 | 28 | 4 | 41 | 50 | 71.06 | 51.98 | 55.04 | 5 | 10 | 21.7 | 11.1 | 12.8
3533 | 5 | 28 | 5 | 42.8 | 46.4 | 71.06 | 51.98 | 55.04 | 6 | 8 | 21.7 | 11.1 | 12.8
3534 | 5 | 28 | 6 | 44.6 | 53.6 | 73.04 | 53.06 | 55.94 | 7 | 12 | 22.8 | 11.7 | 13.3
3535 | 5 | 28 | 7 | 46.4 | 60.8 | 75.02 | 60.98 | 57.92 | 8 | 16 | 23.9 | 16.1 | 14.4
3536 | 5 | 28 | 8 | 50 | 66.2 | 78.08 | 68 | 62.06 | 10 | 19 | 25.6 | 20 | 16.7
3537 | 5 | 28 | 9 | 53.6 | 73.4 | 80.06 | 73.94 | 66.02 | 12 | 23 | 26.7 | 23.3 | 18.9
3538 | 5 | 28 | 10 | 57.2 | 77 | 82.94 | 80.06 | 68 | 14 | 25 | 28.3 | 26.7 | 20
3539 | 5 | 28 | 11 | 64.4 | 82.4 | 87.98 | 82.94 | 69.98 | 18 | 28 | 31.1 | 28.3 | 21.1
3540 | 5 | 28 | 12 | 66.2 | 82.4 | 87.98 | 87.08 | 73.04 | 19 | 28 | 31.1 | 30.6 | 22.8
3541 | 5 | 28 | 13 | 66.2 | 84.2 | 89.96 | 87.98 | 75.92 | 19 | 29 | 32.2 | 31.1 | 24.4
3542 | 5 | 28 | 14 | 68 | 78.8 | 89.96 | 89.96 | 77 | 20 | 26 | 32.2 | 32.2 | 25
3543 | 5 | 28 | 15 | 68 | 80.6 | 89.96 | 91.04 | 77 | 20 | 27 | 32.2 | 32.8 | 25
3544 | 5 | 28 | 16 | 68 | 82.4 | 89.06 | 91.94 | 64.04 | 20 | 28 | 31.7 | 33.3 | 17.8
3545 | 5 | 28 | 17 | 68 | 82.4 | 87.98 | 91.04 | 62.96 | 20 | 28 | 31.1 | 32.8 | 17.2
3546 | 5 | 28 | 18 | 62.6 | 78.8 | 86 | 89.06 | 62.06 | 17 | 26 | 30 | 31.7 | 16.7
3547 | 5 | 28 | 19 | 60.8 | 73.4 | 82.04 | 84.92 | 62.06 | 16 | 23 | 27.8 | 29.4 | 16.7
3548 | 5 | 28 | 20 | 57.2 | 69.8 | 78.98 | 82.04 | 62.06 | 14 | 21 | 26.1 | 27.8 | 16.7
3549 | 5 | 28 | 21 | 51.8 | 66.2 | 77 | 78.98 | 62.96 | 11 | 19 | 25 | 26.1 | 17.2
3550 | 5 | 28 | 22 | 53.6 | 62.6 | 75.92 | 75.92 | 62.06 | 12 | 17 | 24.4 | 24.4 | 16.7
3551 | 5 | 28 | 23 | 53.6 | 60.8 | 71.96 | 73.94 | 60.08 | 12 | 16 | 22.2 | 23.3 | 15.6
3552 | 5 | 28 | 24 | 51.8 | 57.2 | 71.06 | 71.06 | 57.02 | 11 | 14 | 21.7 | 21.7 | 13.9
3553 | 5 | 29 | 1 | 51.8 | 55.4 | 68 | 68 | 57.02 | 11 | 13 | 20 | 20 | 13.9
3554 | 5 | 29 | 2 | 53.6 | 53.6 | 66.02 | 62.96 | 57.92 | 12 | 12 | 18.9 | 17.2 | 14.4
3555 | 5 | 29 | 3 | 50 | 51.8 | 64.04 | 64.04 | 57.92 | 10 | 11 | 17.8 | 17.8 | 14.4
3556 | 5 | 29 | 4 | 50 | 51.8 | 64.04 | 57.02 | 55.94 | 10 | 11 | 17.8 | 13.9 | 13.3
3557 | 5 | 29 | 5 | 48.2 | 50 | 62.06 | 55.94 | 53.96 | 9 | 10 | 16.7 | 13.3 | 12.2
3558 | 5 | 29 | 6 | 51.8 | 53.6 | 64.94 | 60.98 | 53.06 | 11 | 12 | 18.3 | 16.1 | 11.7
3559 | 5 | 29 | 7 | 51.8 | 59.9 | 68 | 68 | 55.04 | 11 | 15.5 | 20 | 20 | 12.8
3560 | 5 | 29 | 8 | 53.6 | 66.2 | 71.06 | 73.94 | 60.98 | 12 | 19 | 21.7 | 23.3 | 16.1
3561 | 5 | 29 | 9 | 55.4 | 75.2 | 73.94 | 78.98 | 64.94 | 13 | 24 | 23.3 | 26.1 | 18.3
3562 | 5 | 29 | 10 | 55.4 | 80.6 | 77 | 84.02 | 69.08 | 13 | 27 | 25 | 28.9 | 20.6
3563 | 5 | 29 | 11 | 55.4 | 84.2 | 78.98 | 87.98 | 73.04 | 13 | 29 | 26.1 | 31.1 | 22.8
3564 | 5 | 29 | 12 | 55.4 | 86 | 80.96 | 91.94 | 75.02 | 13 | 30 | 27.2 | 33.3 | 23.9
3565 | 5 | 29 | 13 | 55.4 | 87.8 | 82.04 | 93.02 | 77 | 13 | 31 | 27.8 | 33.9 | 25
3566 | 5 | 29 | 14 | 55.4 | 84.2 | 82.04 | 93.92 | 78.98 | 13 | 29 | 27.8 | 34.4 | 26.1
3567 | 5 | 29 | 15 | 57.2 | 84.2 | 82.04 | 89.06 | 80.96 | 14 | 29 | 27.8 | 31.7 | 27.2
3568 | 5 | 29 | 16 | 60.8 | 84.2 | 82.04 | 96.08 | 80.96 | 16 | 29 | 27.8 | 35.6 | 27.2
3569 | 5 | 29 | 17 | 60.8 | 82.4 | 80.96 | 93.02 | 78.98 | 16 | 28 | 27.2 | 33.9 | 26.1
3570 | 5 | 29 | 18 | 60.8 | 80.6 | 77 | 91.94 | 71.96 | 16 | 27 | 25 | 33.3 | 22.2
3571 | 5 | 29 | 19 | 53.6 | 78.8 | 73.94 | 84.92 | 71.06 | 12 | 26 | 23.3 | 29.4 | 21.7
3572 | 5 | 29 | 20 | 53.6 | 71.6 | 71.06 | 82.94 | 69.98 | 12 | 22 | 21.7 | 28.3 | 21.1
3573 | 5 | 29 | 21 | 51.8 | 69.8 | 69.98 | 82.04 | 66.92 | 11 | 21 | 21.1 | 27.8 | 19.4
3574 | 5 | 29 | 22 | 51.8 | 60.8 | 69.08 | 80.96 | 66.02 | 11 | 16 | 20.6 | 27.2 | 18.9
3575 | 5 | 29 | 23 | 50 | 60.8 | 66.92 | 78.08 | 68 | 10 | 16 | 19.4 | 25.6 | 20
3576 | 5 | 29 | 24 | 48.2 | 57.2 | 66.02 | 75.02 | 64.94 | 9 | 14 | 18.9 | 23.9 | 18.3
3577 | 5 | 30 | 1 | 48.2 | 55.4 | 64.04 | 73.94 | 62.96 | 9 | 13 | 17.8 | 23.3 | 17.2
3578 | 5 | 30 | 2 | 48.2 | 53.6 | 62.96 | 71.06 | 60.98 | 9 | 12 | 17.2 | 21.7 | 16.1
3579 | 5 | 30 | 3 | 50 | 53.6 | 62.06 | 69.08 | 59 | 10 | 12 | 16.7 | 20.6 | 15
3580 | 5 | 30 | 4 | 48.2 | 51.8 | 60.98 | 62.96 | 57.02 | 9 | 11 | 16.1 | 17.2 | 13.9
3581 | 5 | 30 | 5 | 46.4 | 51.8 | 60.08 | 59 | 59 | 8 | 11 | 15.6 | 15 | 15
3582 | 5 | 30 | 6 | 48.2 | 57.2 | 60.98 | 62.06 | 55.94 | 9 | 14 | 16.1 | 16.7 | 13.3
3583 | 5 | 30 | 7 | 51.8 | 62.6 | 64.94 | 69.08 | 60.98 | 11 | 17 | 18.3 | 20.6 | 16.1
3584 | 5 | 30 | 8 | 59 | 69.8 | 66.92 | 75.02 | 66.02 | 15 | 21 | 19.4 | 23.9 | 18.9
3585 | 5 | 30 | 9 | 60.8 | 75.2 | 69.08 | 80.06 | 71.06 | 16 | 24 | 20.6 | 26.7 | 21.7
3586 | 5 | 30 | 10 | 64.4 | 80.6 | 69.98 | 86 | 73.94 | 18 | 27 | 21.1 | 30 | 23.3
3587 | 5 | 30 | 11 | 64.4 | 86 | 73.04 | 89.96 | 75.92 | 18 | 30 | 22.8 | 32.2 | 24.4
3588 | 5 | 30 | 12 | 66.2 | 87.8 | 73.94 | 91.04 | 80.06 | 19 | 31 | 23.3 | 32.8 | 26.7
3589 | 5 | 30 | 13 | 68 | 89.6 | 73.04 | 93.92 | 80.96 | 20 | 32 | 22.8 | 34.4 | 27.2
3590 | 5 | 30 | 14 | 69.8 | 91.4 | 75.02 | 93.92 | 80.96 | 21 | 33 | 23.9 | 34.4 | 27.2
3591 | 5 | 30 | 15 | 69.8 | 91.4 | 78.08 | 93.92 | 80.96 | 21 | 33 | 25.6 | 34.4 | 27.2
3592 | 5 | 30 | 16 | 69.98 | 93.2 | 78.98 | 95 | 80.96 | 21.1 | 34 | 26.1 | 35 | 27.2
3593 | 5 | 30 | 17 | 69.8 | 93.2 | 78.08 | 93.02 | 80.06 | 21 | 34 | 25.6 | 33.9 | 26.7
3594 | 5 | 30 | 18 | 66.2 | 93.2 | 77 | 91.94 | 78.08 | 19 | 34 | 25 | 33.3 | 25.6
3595 | 5 | 30 | 19 | 64.4 | 89.6 | 75.02 | 84.92 | 78.08 | 18 | 32 | 23.9 | 29.4 | 25.6
3596 | 5 | 30 | 20 | 62.6 | 80.6 | 71.96 | 82.94 | 75.92 | 17 | 27 | 22.2 | 28.3 | 24.4
3597 | 5 | 30 | 21 | 57.2 | 71.6 | 69.98 | 80.06 | 73.04 | 14 | 22 | 21.1 | 26.7 | 22.8
3598 | 5 | 30 | 22 | 57.2 | 69.8 | 68 | 78.98 | 71.96 | 14 | 21 | 20 | 26.1 | 22.2
3599 | 5 | 30 | 23 | 55.4 | 66.2 | 66.92 | 78.08 | 71.06 | 13 | 19 | 19.4 | 25.6 | 21.7
3600 | 5 | 30 | 24 | 55.76 | 66.2 | 64.04 | 75.02 | 66.92 | 13.2 | 19 | 17.8 | 23.9 | 19.4
3601 | 5 | 31 | 1 | 55.4 | 64.4 | 60.98 | 75.02 | 64.94 | 13 | 18 | 16.1 | 23.9 | 18.3
3602 | 5 | 31 | 2 | 53.6 | 59 | 60.08 | 71.06 | 57.92 | 12 | 15 | 15.6 | 21.7 | 14.4
3603 | 5 | 31 | 3 | 52.7 | 57.2 | 59 | 71.06 | 59 | 11.5 | 14 | 15 | 21.7 | 15
3604 | 5 | 31 | 4 | 51.8 | 55.4 | 59 | 69.08 | 57.02 | 11 | 13 | 15 | 20.6 | 13.9
3605 | 5 | 31 | 5 | 53.6 | 55.4 | 57.92 | 68 | 59 | 12 | 13 | 14.4 | 20 | 15
3606 | 5 | 31 | 6 | 55.4 | 62.6 | 62.96 | 66.02 | 62.06 | 13 | 17 | 17.2 | 18.9 | 16.7
3607 | 5 | 31 | 7 | 60.8 | 69.8 | 68 | 71.96 | 64.04 | 16 | 21 | 20 | 22.2 | 17.8
3608 | 5 | 31 | 8 | 68 | 77 | 71.06 | 77 | 64.94 | 20 | 25 | 21.7 | 25 | 18.3
3609 | 5 | 31 | 9 | 73.4 | 80.6 | 73.94 | 82.94 | 71.06 | 23 | 27 | 23.3 | 28.3 | 21.7
3610 | 5 | 31 | 10 | 77 | 84.2 | 75.92 | 87.08 | 73.04 | 25 | 29 | 24.4 | 30.6 | 22.8
3611 | 5 | 31 | 11 | 78.8 | 89.6 | 78.98 | 89.06 | 75.92 | 26 | 32 | 26.1 | 31.7 | 24.4
3612 | 5 | 31 | 12 | 80.6 | 91.4 | 80.06 | 91.04 | 75.92 | 27 | 33 | 26.7 | 32.8 | 24.4
3613 | 5 | 31 | 13 | 78.8 | 93.2 | 82.04 | 93.02 | 78.08 | 26 | 34 | 27.8 | 33.9 | 25.6
3614 | 5 | 31 | 14 | 82.4 | 93.2 | 82.94 | 95 | 82.94 | 28 | 34 | 28.3 | 35 | 28.3
3615 | 5 | 31 | 15 | 82.4 | 93.2 | 84.02 | 78.98 | 80.96 | 28 | 34 | 28.9 | 26.1 | 27.2
3616 | 5 | 31 | 16 | 82.4 | 91.4 | 82.94 | 69.98 | 82.94 | 28 | 33 | 28.3 | 21.1 | 28.3
3617 | 5 | 31 | 17 | 80.6 | 87.8 | 84.02 | 64.94 | 82.04 | 27 | 31 | 28.9 | 18.3 | 27.8
3618 | 5 | 31 | 18 | 78.8 | 87.8 | 82.04 | 71.06 | 80.96 | 26 | 31 | 27.8 | 21.7 | 27.2
3619 | 5 | 31 | 19 | 73.4 | 82.4 | 80.96 | 69.98 | 78.98 | 23 | 28 | 27.2 | 21.1 | 26.1
3620 | 5 | 31 | 20 | 66.2 | 75.2 | 77 | 66.02 | 75.02 | 19 | 24 | 25 | 18.9 | 23.9
3621 | 5 | 31 | 21 | 64.4 | 69.8 | 75.92 | 64.04 | 71.06 | 18 | 21 | 24.4 | 17.8 | 21.7
3622 | 5 | 31 | 22 | 63.14 | 67.46 | 73.76 | 60.98 | 69.26 | 17.3 | 19.7 | 23.2 | 16.1 | 20.7
3623 | 5 | 31 | 23 | 62.06 | 65.12 | 71.6 | 57.74 | 67.28 | 16.7 | 18.4 | 22 | 14.3 | 19.6
3624 | 5 | 31 | 24 | 60.8 | 62.78 | 69.44 | 54.68 | 65.48 | 16 | 17.1 | 20.8 | 12.6 | 18.6
3625 | 6 | 1 | 1 | 59.54 | 60.62 | 67.46 | 51.44 | 63.5 | 15.3 | 15.9 | 19.7 | 10.8 | 17.5
3626 | 6 | 1 | 2 | 58.28 | 58.28 | 65.3 | 48.38 | 61.7 | 14.6 | 14.6 | 18.5 | 9.1 | 16.5
3627 | 6 | 1 | 3 | 57.2 | 55.94 | 63.14 | 45.14 | 59.72 | 14 | 13.3 | 17.3 | 7.3 | 15.4
3628 | 6 | 1 | 4 | 55.94 | 53.6 | 60.98 | 42.08 | 57.92 | 13.3 | 12 | 16.1 | 5.6 | 14.4
3629 | 6 | 1 | 5 | 55.94 | 53.78 | 60.98 | 41 | 57.02 | 13.3 | 12.1 | 16.1 | 5 | 13.9
3630 | 6 | 1 | 6 | 57.92 | 54.86 | 66.02 | 46.94 | 59 | 14.4 | 12.7 | 18.9 | 8.3 | 15
3631 | 6 | 1 | 7 | 60.98 | 57.92 | 71.06 | 53.96 | 60.98 | 16.1 | 14.4 | 21.7 | 12.2 | 16.1
3632 | 6 | 1 | 8 | 64.94 | 58.82 | 73.94 | 60.08 | 62.06 | 18.3 | 14.9 | 23.3 | 15.6 | 16.7
3633 | 6 | 1 | 9 | 69.98 | 60.08 | 78.08 | 66.92 | 66.02 | 21.1 | 15.6 | 25.6 | 19.4 | 18.9
3634 | 6 | 1 | 10 | 70.88 | 62.06 | 80.96 | 69.98 | 64.94 | 21.6 | 16.7 | 27.2 | 21.1 | 18.3
3635 | 6 | 1 | 11 | 75.92 | 65.48 | 84.02 | 75.02 | 68 | 24.4 | 18.6 | 28.9 | 23.9 | 20
3636 | 6 | 1 | 12 | 77.9 | 66.74 | 87.08 | 78.08 | 69.08 | 25.5 | 19.3 | 30.6 | 25.6 | 20.6
3637 | 6 | 1 | 13 | 78.98 | 67.1 | 87.98 | 78.08 | 71.06 | 26.1 | 19.5 | 31.1 | 25.6 | 21.7
3638 | 6 | 1 | 14 | 80.96 | 67.46 | 89.06 | 78.08 | 71.06 | 27.2 | 19.7 | 31.7 | 25.6 | 21.7
3639 | 6 | 1 | 15 | 79.88 | 68.9 | 89.06 | 80.96 | 68 | 26.6 | 20.5 | 31.7 | 27.2 | 20
3640 | 6 | 1 | 16 | 80.96 | 68.18 | 89.06 | 80.06 | 64.94 | 27.2 | 20.1 | 31.7 | 26.7 | 18.3
3641 | 6 | 1 | 17 | 79.88 | 67.64 | 89.06 | 77 | 60.98 | 26.6 | 19.8 | 31.7 | 25 | 16.1
3642 | 6 | 1 | 18 | 78.98 | 66.92 | 87.98 | 78.08 | 53.96 | 26.1 | 19.4 | 31.1 | 25.6 | 12.2
3643 | 6 | 1 | 19 | 75.92 | 62.24 | 84.92 | 73.94 | 55.04 | 24.4 | 16.8 | 29.4 | 23.3 | 12.8
3644 | 6 | 1 | 20 | 72.86 | 59.72 | 82.04 | 71.06 | 55.94 | 22.7 | 15.4 | 27.8 | 21.7 | 13.3
3645 | 6 | 1 | 21 | 63.86 | 57.02 | 78.98 | 66.92 | 55.94 | 17.7 | 13.9 | 26.1 | 19.4 | 13.3
3646 | 6 | 1 | 22 | 62.96 | 55.4 | 73.94 | 64.94 | 55.94 | 17.2 | 13 | 23.3 | 18.3 | 13.3
3647 | 6 | 1 | 23 | 60.98 | 52.7 | 71.96 | 62.96 | 55.04 | 16.1 | 11.5 | 22.2 | 17.2 | 12.8
3648 | 6 | 1 | 24 | 59.9 | 48.2 | 69.98 | 57.02 | 55.94 | 15.5 | 9 | 21.1 | 13.9 | 13.3
3649 | 6 | 2 | 1 | 59.9 | 47.48 | 71.06 | 53.06 | 57.02 | 15.5 | 8.6 | 21.7 | 11.7 | 13.9
3650 | 6 | 2 | 2 | 57.92 | 44.78 | 64.94 | 51.98 | 55.94 | 14.4 | 7.1 | 18.3 | 11.1 | 13.3
3651 | 6 | 2 | 3 | 59.9 | 44.24 | 68 | 48.92 | 57.02 | 15.5 | 6.8 | 20 | 9.4 | 13.9
3652 | 6 | 2 | 4 | 59 | 45.5 | 66.02 | 48.92 | 55.94 | 15 | 7.5 | 18.9 | 9.4 | 13.3
3653 | 6 | 2 | 5 | 56.84 | 42.98 | 64.94 | 48.02 | 55.94 | 13.8 | 6.1 | 18.3 | 8.9 | 13.3
3654 | 6 | 2 | 6 | 57.92 | 46.22 | 69.98 | 51.98 | 55.94 | 14.4 | 7.9 | 21.1 | 11.1 | 13.3
3655 | 6 | 2 | 7 | 61.88 | 50.72 | 78.08 | 59 | 57.92 | 16.6 | 10.4 | 25.6 | 15 | 14.4
3656 | 6 | 2 | 8 | 65.84 | 55.04 | 82.04 | 64.94 | 60.98 | 18.8 | 12.8 | 27.8 | 18.3 | 16.1
3657 | 6 | 2 | 9 | 69.98 | 55.94 | 84.92 | 71.06 | 64.94 | 21.1 | 13.3 | 29.4 | 21.7 | 18.3
3658 | 6 | 2 | 10 | 71.96 | 59 | 87.98 | 77 | 66.02 | 22.2 | 15 | 31.1 | 25 | 18.9
3659 | 6 | 2 | 11 | 70.88 | 61.34 | 91.04 | 82.04 | 71.06 | 21.6 | 16.3 | 32.8 | 27.8 | 21.7
3660 | 6 | 2 | 12 | 71.96 | 65.3 | 93.02 | 82.04 | 69.98 | 22.2 | 18.5 | 33.9 | 27.8 | 21.1
3661 | 6 | 2 | 13 | 73.94 | 68.36 | 96.08 | 82.94 | 71.96 | 23.3 | 20.2 | 35.6 | 28.3 | 22.2
3662 | 6 | 2 | 14 | 75.02 | 73.76 | 96.08 | 84.02 | 73.94 | 23.9 | 23.2 | 35.6 | 28.9 | 23.3
3663 | 6 | 2 | 15 | 60.98 | 72.5 | 96.98 | 82.94 | 75.02 | 16.1 | 22.5 | 36.1 | 28.3 | 23.9
3664 | 6 | 2 | 16 | 60.98 | 71.42 | 96.98 | 82.94 | 73.94 | 16.1 | 21.9 | 36.1 | 28.3 | 23.3
3665 | 6 | 2 | 17 | 64.94 | 69.8 | 96.98 | 82.94 | 73.04 | 18.3 | 21 | 36.1 | 28.3 | 22.8
3666 | 6 | 2 | 18 | 65.84 | 66.92 | 95 | 82.94 | 71.96 | 18.8 | 19.4 | 35 | 28.3 | 22.2
3667 | 6 | 2 | 19 | 62.96 | 63.14 | 91.04 | 75.92 | 69.98 | 17.2 | 17.3 | 32.8 | 24.4 | 21.1
3668 | 6 | 2 | 20 | 59.9 | 59.36 | 87.98 | 73.94 | 68 | 15.5 | 15.2 | 31.1 | 23.3 | 20
3669 | 6 | 2 | 21 | 59.9 | 56.12 | 84.02 | 71.96 | 66.02 | 15.5 | 13.4 | 28.9 | 22.2 | 18.9
3670 | 6 | 2 | 22 | 59 | 53.6 | 80.96 | 69.98 | 64.94 | 15 | 12 | 27.2 | 21.1 | 18.3
3671 | 6 | 2 | 23 | 59 | 51.26 | 78.98 | 69.08 | 62.96 | 15 | 10.7 | 26.1 | 20.6 | 17.2
3672 | 6 | 2 | 24 | 59 | 48.02 | 78.08 | 64.94 | 62.06 | 15 | 8.9 | 25.6 | 18.3 | 16.7
3673 | 6 | 3 | 1 | 57.92 | 44.78 | 75.92 | 60.98 | 57.92 | 14.4 | 7.1 | 24.4 | 16.1 | 14.4
3674 | 6 | 3 | 2 | 56.84 | 42.08 | 73.94 | 60.08 | 55.94 | 13.8 | 5.6 | 23.3 | 15.6 | 13.3
3675 | 6 | 3 | 3 | 56.84 | 39.92 | 73.94 | 60.08 | 55.94 | 13.8 | 4.4 | 23.3 | 15.6 | 13.3
3676 | 6 | 3 | 4 | 56.84 | 37.94 | 71.06 | 57.02 | 55.04 | 13.8 | 3.3 | 21.7 | 13.9 | 12.8
3677 | 6 | 3 | 5 | 59 | 36.32 | 69.08 | 55.94 | 53.06 | 15 | 2.4 | 20.6 | 13.3 | 11.7
3678 | 6 | 3 | 6 | 60.98 | 40.64 | 75.92 | 57.92 | 59 | 16.1 | 4.8 | 24.4 | 14.4 | 15
3679 | 6 | 3 | 7 | 64.94 | 45.5 | 82.04 | 62.96 | 64.04 | 18.3 | 7.5 | 27.8 | 17.2 | 17.8
3680 | 6 | 3 | 8 | 68.9 | 50.54 | 87.08 | 69.08 | 66.02 | 20.5 | 10.3 | 30.6 | 20.6 | 18.9
3681 | 6 | 3 | 9 | 66.92 | 54.32 | 93.02 | 71.96 | 68 | 19.4 | 12.4 | 33.9 | 22.2 | 20
3682 | 6 | 3 | 10 | 69.98 | 57.92 | 93.92 | 73.94 | 71.96 | 21.1 | 14.4 | 34.4 | 23.3 | 22.2
3683 | 6 | 3 | 11 | 73.94 | 60.98 | 98.06 | 75.92 | 73.94 | 23.3 | 16.1 | 36.7 | 24.4 | 23.3
3684 | 6 | 3 | 12 | 77 | 58.82 | 100.04 | 77 | 77 | 25 | 14.9 | 37.8 | 25 | 25
3685 | 6 | 3 | 13 | 79.88 | 55.94 | 102.02 | 69.08 | 78.08 | 26.6 | 13.3 | 38.9 | 20.6 | 25.6
3686 | 6 | 3 | 14 | 77.9 | 56.66 | 102.92 | 73.04 | 80.96 | 25.5 | 13.7 | 39.4 | 22.8 | 27.2
3687 | 6 | 3 | 15 | 77.9 | 56.48 | 105.08 | 71.96 | 77 | 25.5 | 13.6 | 40.6 | 22.2 | 25
3688 | 6 | 3 | 16 | 73.94 | 58.28 | 104 | 64.94 | 80.96 | 23.3 | 14.6 | 40 | 18.3 | 27.2
3689 | 6 | 3 | 17 | 71.96 | 57.02 | 102.92 | 66.92 | 82.04 | 22.2 | 13.9 | 39.4 | 19.4 | 27.8
3690 | 6 | 3 | 18 | 69.98 | 52.88 | 100.94 | 60.08 | 78.08 | 21.1 | 11.6 | 38.3 | 15.6 | 25.6
3691 | 6 | 3 | 19 | 68.9 | 54.68 | 96.98 | 60.98 | 75.92 | 20.5 | 12.6 | 36.1 | 16.1 | 24.4
3692 | 6 | 3 | 20 | 66.92 | 52.52 | 93.02 | 60.08 | 73.04 | 19.4 | 11.4 | 33.9 | 15.6 | 22.8
3693 | 6 | 3 | 21 | 63.86 | 50.18 | 87.98 | 60.08 | 68 | 17.7 | 10.1 | 31.1 | 15.6 | 20
3694 | 6 | 3 | 22 | 63.86 | 50 | 86 | 59 | 66.02 | 17.7 | 10 | 30 | 15 | 18.9
3695 | 6 | 3 | 23 | 62.96 | 49.82 | 86 | 59 | 64.94 | 17.2 | 9.9 | 30 | 15 | 18.3
3696 | 6 | 3 | 24 | 60.98 | 51.62 | 84.02 | 57.92 | 62.96 | 16.1 | 10.9 | 28.9 | 14.4 | 17.2
3697 | 6 | 4 | 1 | 61.88 | 52.34 | 82.94 | 55.94 | 62.06 | 16.6 | 11.3 | 28.3 | 13.3 | 16.7
3698 | 6 | 4 | 2 | 59.9 | 53.24 | 80.06 | 53.96 | 60.98 | 15.5 | 11.8 | 26.7 | 12.2 | 16.1
3699 | 6 | 4 | 3 | 57.92 | 53.96 | 77 | 53.06 | 60.08 | 14.4 | 12.2 | 25 | 11.7 | 15.6
3700 | 6 | 4 | 4 | 55.94 | 54.86 | 78.98 | 53.06 | 57.92 | 13.3 | 12.7 | 26.1 | 11.7 | 14.4
3701 | 6 | 4 | 5 | 54.86 | 55.58 | 78.08 | 53.06 | 57.92 | 12.7 | 13.1 | 25.6 | 11.7 | 14.4
3702 | 6 | 4 | 6 | 60.98 | 56.3 | 80.96 | 51.98 | 60.98 | 16.1 | 13.5 | 27.2 | 11.1 | 16.1
3703 | 6 | 4 | 7 | 65.84 | 56.12 | 84.02 | 51.98 | 62.96 | 18.8 | 13.4 | 28.9 | 11.1 | 17.2
3704 | 6 | 4 | 8 | 71.96 | 57.92 | 89.06 | 51.98 | 66.92 | 22.2 | 14.4 | 31.7 | 11.1 | 19.4
3705 | 6 | 4 | 9 | 72.86 | 60.08 | 93.92 | 53.06 | 71.06 | 22.7 | 15.6 | 34.4 | 11.7 | 21.7
3706 | 6 | 4 | 10 | 79.88 | 68.18 | 95 | 53.96 | 73.04 | 26.6 | 20.1 | 35 | 12.2 | 22.8
3707 | 6 | 4 | 11 | 79.88 | 70.52 | 98.96 | 59 | 75.02 | 26.6 | 21.4 | 37.2 | 15 | 23.9
3708 | 6 | 4 | 12 | 80.96 | 72.86 | 98.96 | 60.08 | 75.92 | 27.2 | 22.7 | 37.2 | 15.6 | 24.4
3709 | 6 | 4 | 13 | 84.92 | 75.92 | 100.94 | 62.96 | 75.92 | 29.4 | 24.4 | 38.3 | 17.2 | 24.4
3710 | 6 | 4 | 14 | 84.92 | 76.28 | 102.02 | 66.92 | 78.08 | 29.4 | 24.6 | 38.9 | 19.4 | 25.6
3711 | 6 | 4 | 15 | 86 | 76.46 | 100.94 | 66.02 | 78.98 | 30 | 24.7 | 38.3 | 18.9 | 26.1
3712 | 6 | 4 | 16 | 86 | 76.82 | 100.04 | 68 | 73.94 | 30 | 24.9 | 37.8 | 20 | 23.3
3713 | 6 | 4 | 17 | 84.92 | 77 | 98.96 | 53.06 | 60.98 | 29.4 | 25 | 37.2 | 11.7 | 16.1
3714 | 6 | 4 | 18 | 78.98 | 74.3 | 96.98 | 53.96 | 60.08 | 26.1 | 23.5 | 36.1 | 12.2 | 15.6
3715 | 6 | 4 | 19 | 78.98 | 70.52 | 93.92 | 53.96 | 60.98 | 26.1 | 21.4 | 34.4 | 12.2 | 16.1
3716 | 6 | 4 | 20 | 74.84 | 65.84 | 89.96 | 53.96 | 60.08 | 23.8 | 18.8 | 32.2 | 12.2 | 15.6
3717 | 6 | 4 | 21 | 71.96 | 57.02 | 87.08 | 53.06 | 60.08 | 22.2 | 13.9 | 30.6 | 11.7 | 15.6
3718 | 6 | 4 | 22 | 62.96 | 59.36 | 84.02 | 53.96 | 60.08 | 17.2 | 15.2 | 28.9 | 12.2 | 15.6
3719 | 6 | 4 | 23 | 63.86 | 56.48 | 82.04 | 53.06 | 60.08 | 17.7 | 13.6 | 27.8 | 11.7 | 15.6
3720 | 6 | 4 | 24 | 62.96 | 53.6 | 78.98 | 51.08 | 60.08 | 17.2 | 12 | 26.1 | 10.6 | 15.6
3721 | 6 | 5 | 1 | 60.98 | 51.98 | 75.02 | 51.08 | 59 | 16.1 | 11.1 | 23.9 | 10.6 | 15
3722 | 6 | 5 | 2 | 57.92 | 50.18 | 75.02 | 51.98 | 57.92 | 14.4 | 10.1 | 23.9 | 11.1 | 14.4
3723 | 6 | 5 | 3 | 54.86 | 49.46 | 73.94 | 50 | 59 | 12.7 | 9.7 | 23.3 | 10 | 15
3724 | 6 | 5 | 4 | 53.96 | 46.76 | 73.94 | 48.92 | 59 | 12.2 | 8.2 | 23.3 | 9.4 | 15
3725 | 6 | 5 | 5 | 54.86 | 46.94 | 71.96 | 48.92 | 59 | 12.7 | 8.3 | 22.2 | 9.4 | 15
3726 | 6 | 5 | 6 | 59 | 51.44 | 71.96 | 51.08 | 59 | 15 | 10.8 | 22.2 | 10.6 | 15
3727 | 6 | 5 | 7 | 65.84 | 56.48 | 73.94 | 53.96 | 60.08 | 18.8 | 13.6 | 23.3 | 12.2 | 15.6
3728 | 6 | 5 | 8 | 69.98 | 62.6 | 75.02 | 57.92 | 62.96 | 21.1 | 17 | 23.9 | 14.4 | 17.2
3729 | 6 | 5 | 9 | 72.86 | 68 | 77 | 60.98 | 64.04 | 22.7 | 20 | 25 | 16.1 | 17.8
3730 | 6 | 5 | 10 | 77 | 71.96 | 78.08 | 62.96 | 64.94 | 25 | 22.2 | 25.6 | 17.2 | 18.3
3731 | 6 | 5 | 11 | 79.88 | 76.82 | 80.06 | 64.94 | 64.04 | 26.6 | 24.9 | 26.7 | 18.3 | 17.8
3732 | 6 | 5 | 12 | 82.94 | 78.44 | 82.94 | 69.08 | 66.02 | 28.3 | 25.8 | 28.3 | 20.6 | 18.9
3733 | 6 | 5 | 13 | 82.94 | 80.24 | 84.02 | 71.96 | 68 | 28.3 | 26.8 | 28.9 | 22.2 | 20
3734 | 6 | 5 | 14 | 84.92 | 81.14 | 84.92 | 73.94 | 69.98 | 29.4 | 27.3 | 29.4 | 23.3 | 21.1
3735 | 6 | 5 | 15 | 86 | 81.86 | 84.02 | 71.06 | 71.06 | 30 | 27.7 | 28.9 | 21.7 | 21.7
3736 | 6 | 5 | 16 | 84.92 | 81.68 | 82.04 | 73.04 | 69.98 | 29.4 | 27.6 | 27.8 | 22.8 | 21.1
3737 | 6 | 5 | 17 | 82.94 | 81.5 | 82.04 | 73.94 | 71.96 | 28.3 | 27.5 | 27.8 | 23.3 | 22.2
3738 | 6 | 5 | 18 | 80.96 | 80.06 | 78.98 | 62.96 | 71.06 | 27.2 | 26.7 | 26.1 | 17.2 | 21.7
3739 | 6 | 5 | 19 | 77.9 | 75.92 | 75.92 | 59 | 66.92 | 25.5 | 24.4 | 24.4 | 15 | 19.4
3740 | 6 | 5 | 20 | 72.86 | 70.7 | 73.94 | 55.94 | 64.94 | 22.7 | 21.5 | 23.3 | 13.3 | 18.3
3741 | 6 | 5 | 21 | 69.98 | 67.28 | 71.96 | 55.04 | 60.98 | 21.1 | 19.6 | 22.2 | 12.8 | 16.1
3742 | 6 | 5 | 22 | 68 | 65.12 | 69.08 | 55.04 | 60.08 | 20 | 18.4 | 20.6 | 12.8 | 15.6
3743 | 6 | 5 | 23 | 65.84 | 64.04 | 66.92 | 55.94 | 59 | 18.8 | 17.8 | 19.4 | 13.3 | 15
3744 | 6 | 5 | 24 | 66.92 | 61.7 | 66.02 | 53.06 | 55.94 | 19.4 | 16.5 | 18.9 | 11.7 | 13.3
3745 | 6 | 6 | 1 | 64.94 | 59.36 | 64.04 | 51.98 | 53.96 | 18.3 | 15.2 | 17.8 | 11.1 | 12.2
3746 | 6 | 6 | 2 | 65.84 | 54.32 | 62.06 | 51.08 | 55.04 | 18.8 | 12.4 | 16.7 | 10.6 | 12.8
3747 | 6 | 6 | 3 | 62.96 | 52.88 | 60.98 | 51.08 | 57.92 | 17.2 | 11.6 | 16.1 | 10.6 | 14.4
3748 | 6 | 6 | 4 | 60.98 | 51.8 | 60.08 | 50 | 53.96 | 16.1 | 11 | 15.6 | 10 | 12.2
3749 | 6 | 6 | 5 | 60.98 | 51.62 | 59 | 48.92 | 53.96 | 16.1 | 10.9 | 15 | 9.4 | 12.2
3750 | 6 | 6 | 6 | 65.84 | 57.2 | 60.98 | 50 | 55.94 | 18.8 | 14 | 16.1 | 10 | 13.3
3751 | 6 | 6 | 7 | 71.96 | 59 | 64.04 | 55.94 | 62.06 | 22.2 | 15 | 17.8 | 13.3 | 16.7
3752 | 6 | 6 | 8 | 77 | 59 | 68 | 62.06 | 66.02 | 25 | 15 | 20 | 16.7 | 18.9
3753 | 6 | 6 | 9 | 80.96 | 62.42 | 71.06 | 64.94 | 69.98 | 27.2 | 16.9 | 21.7 | 18.3 | 21.1
3754 | 6 | 6 | 10 | 86 | 65.48 | 73.94 | 69.08 | 71.96 | 30 | 18.6 | 23.3 | 20.6 | 22.2
3755 | 6 | 6 | 11 | 86.9 | 68 | 75.92 | 71.06 | 75.02 | 30.5 | 20 | 24.4 | 21.7 | 23.9
3756 | 6 | 6 | 12 | 88.88 | 69.8 | 77 | 73.94 | 78.08 | 31.6 | 21 | 25 | 23.3 | 25.6
3757 | 6 | 6 | 13 | 89.96 | 70.88 | 78.08 | 78.08 | 82.04 | 32.2 | 21.6 | 25.6 | 25.6 | 27.8
3758 | 6 | 6 | 14 | 90.86 | 71.06 | 80.06 | 78.08 | 84.02 | 32.7 | 21.7 | 26.7 | 25.6 | 28.9
3759 | 6 | 6 | 15 | 88.88 | 73.04 | 82.04 | 80.06 | 87.08 | 31.6 | 22.8 | 27.8 | 26.7 | 30.6
3760 | 6 | 6 | 16 | 89.96 | 71.06 | 82.04 | 80.96 | 87.08 | 32.2 | 21.7 | 27.8 | 27.2 | 30.6
3761 | 6 | 6 | 17 | 86.9 | 62.96 | 78.98 | 78.08 | 84.92 | 30.5 | 17.2 | 26.1 | 25.6 | 29.4
3762 | 6 | 6 | 18 | 84.92 | 63.14 | 78.08 | 77 | 82.04 | 29.4 | 17.3 | 25.6 | 25 | 27.8
3763 | 6 | 6 | 19 | 78.98 | 57.2 | 73.94 | 73.04 | 78.98 | 26.1 | 14 | 23.3 | 22.8 | 26.1
3764 | 6 | 6 | 20 | 70.88 | 47.48 | 71.96 | 69.98 | 75.02 | 21.6 | 8.6 | 22.2 | 21.1 | 23.9
3765 | 6 | 6 | 21 | 69.98 | 44.6 | 71.06 | 68 | 71.96 | 21.1 | 7 | 21.7 | 20 | 22.2
3766 | 6 | 6 | 22 | 78.08 | 42.8 | 66.92 | 66.92 | 71.96 | 25.6 | 6 | 19.4 | 19.4 | 22.2
3767 | 6 | 6 | 23 | 60.98 | 40.46 | 66.02 | 64.94 | 75.02 | 16.1 | 4.7 | 18.9 | 18.3 | 23.9
3768 | 6 | 6 | 24 | 59.9 | 37.94 | 64.04 | 64.04 | 73.04 | 15.5 | 3.3 | 17.8 | 17.8 | 22.8
3769 | 6 | 7 | 1 | 60.98 | 35.42 | 62.96 | 62.06 | 71.96 | 16.1 | 1.9 | 17.2 | 16.7 | 22.2
3770 | 6 | 7 | 2 | 61.88 | 33.26 | 60.08 | 57.92 | 69.08 | 16.6 | 0.7 | 15.6 | 14.4 | 20.6
3771 | 6 | 7 | 3 | 63.86 | 31.64 | 57.92 | 59 | 69.08 | 17.7 | -0.2 | 14.4 | 15 | 20.6
3772 | 6 | 7 | 4 | 61.88 | 30.02 | 57.02 | 59 | 68 | 16.6 | -1.1 | 13.9 | 15 | 20
3773 | 6 | 7 | 5 | 60.98 | 29.3 | 55.94 | 57.92 | 66.02 | 16.1 | -1.5 | 13.3 | 14.4 | 18.9
3774 | 6 | 7 | 6 | 64.94 | 36.5 | 59 | 60.08 | 69.08 | 18.3 | 2.5 | 15 | 15.6 | 20.6
3775 | 6 | 7 | 7 | 70.88 | 42.62 | 62.96 | 64.04 | 73.04 | 21.6 | 5.9 | 17.2 | 17.8 | 22.8
3776 | 6 | 7 | 8 | 75.92 | 52.7 | 66.92 | 69.08 | 75.92 | 24.4 | 11.5 | 19.4 | 20.6 | 24.4
3777 | 6 | 7 | 9 | 78.98 | 59.9 | 71.06 | 73.04 | 78.08 | 26.1 | 15.5 | 21.7 | 22.8 | 25.6
3778 | 6 | 7 | 10 | 81.86 | 64.22 | 73.94 | 78.08 | 82.04 | 27.7 | 17.9 | 23.3 | 25.6 | 27.8
3779 | 6 | 7 | 11 | 84.92 | 65.3 | 75.92 | 78.08 | 82.94 | 29.4 | 18.5 | 24.4 | 25.6 | 28.3
3780 | 6 | 7 | 12 | 82.94 | 68.54 | 78.08 | 69.98 | 86 | 28.3 | 20.3 | 25.6 | 21.1 | 30
3781 | 6 | 7 | 13 | 86.9 | 67.64 | 80.06 | 71.06 | 86 | 30.5 | 19.8 | 26.7 | 21.7 | 30
3782 | 6 | 7 | 14 | 84.92 | 67.82 | 82.94 | 69.08 | 87.98 | 29.4 | 19.9 | 28.3 | 20.6 | 31.1
3783 | 6 | 7 | 15 | 89.96 | 68 | 84.02 | 62.06 | 87.98 | 32.2 | 20 | 28.9 | 16.7 | 31.1
3784 | 6 | 7 | 16 | 86 | 68.72 | 82.94 | 59 | 86 | 30 | 20.4 | 28.3 | 15 | 30
3785 | 6 | 7 | 17 | 84.92 | 69.26 | 82.04 | 59 | 82.94 | 29.4 | 20.7 | 27.8 | 15 | 28.3
3786 | 6 | 7 | 18 | 81.86 | 68.9 | 80.06 | 59 | 80.06 | 27.7 | 20.5 | 26.7 | 15 | 26.7
3787 | 6 | 7 | 19 | 77 | 63.68 | 77 | 59 | 80.06 | 25 | 17.6 | 25 | 15 | 26.7
3788 | 6 | 7 | 20 | 71.96 | 59.18 | 73.04 | 55.94 | 78.08 | 22.2 | 15.1 | 22.8 | 13.3 | 25.6
3789 | 6 | 7 | 21 | 68 | 57.02 | 71.06 | 55.04 | 73.04 | 20 | 13.9 | 21.7 | 12.8 | 22.8
3790 | 6 | 7 | 22 | 64.94 | 53.6 | 68 | 55.94 | 69.98 | 18.3 | 12 | 20 | 13.3 | 21.1
3791 | 6 | 7 | 23 | 62.96 | 50.18 | 66.92 | 53.96 | 68 | 17.2 | 10.1 | 19.4 | 12.2 | 20
3792 | 6 | 7 | 24 | 59.9 | 50 | 64.94 | 51.98 | 69.08 | 15.5 | 10 | 18.3 | 11.1 | 20.6
3793 | 6 | 8 | 1 | 57.92 | 49.64 | 64.94 | 51.08 | 66.02 | 14.4 | 9.8 | 18.3 | 10.6 | 18.9
3794 | 6 | 8 | 2 | 53.96 | 47.12 | 64.04 | 48.92 | 64.94 | 12.2 | 8.4 | 17.8 | 9.4 | 18.3
3795 | 6 | 8 | 3 | 53.96 | 45.86 | 62.06 | 50 | 66.02 | 12.2 | 7.7 | 16.7 | 10 | 18.9
3796 | 6 | 8 | 4 | 54.86 | 44.96 | 60.08 | 48.92 | 66.02 | 12.7 | 7.2 | 15.6 | 9.4 | 18.9
3797 | 6 | 8 | 5 | 56.84 | 45.86 | 59 | 46.94 | 62.96 | 13.8 | 7.7 | 15 | 8.3 | 17.2
3798 | 6 | 8 | 6 | 57.92 | 50.9 | 62.06 | 53.06 | 62.06 | 14.4 | 10.5 | 16.7 | 11.7 | 16.7
3799 | 6 | 8 | 7 | 61.88 | 55.94 | 68 | 57.02 | 64.94 | 16.6 | 13.3 | 20 | 13.9 | 18.3
3800 | 6 | 8 | 8 | 64.94 | 60.98 | 69.98 | 60.08 | 64.04 | 18.3 | 16.1 | 21.1 | 15.6 | 17.8
3801 | 6 | 8 | 9 | 65.84 | 66.92 | 71.96 | 66.02 | 62.96 | 18.8 | 19.4 | 22.2 | 18.9 | 17.2
3802 | 6 | 8 | 10 | 69.98 | 68.9 | 75.02 | 69.08 | 69.98 | 21.1 | 20.5 | 23.9 | 20.6 | 21.1
3803 | 6 | 8 | 11 | 73.94 | 77.9 | 78.08 | 71.96 | 71.96 | 23.3 | 25.5 | 25.6 | 22.2 | 22.2
3804 | 6 | 8 | 12 | 75.92 | 80.96 | 80.06 | 75.92 | 64.04 | 24.4 | 27.2 | 26.7 | 24.4 | 17.8
3805 | 6 | 8 | 13 | 75.92 | 86 | 82.94 | 78.98 | 62.06 | 24.4 | 30 | 28.3 | 26.1 | 16.7
3806 | 6 | 8 | 14 | 77.9 | 86.9 | 82.94 | 80.96 | 60.08 | 25.5 | 30.5 | 28.3 | 27.2 | 15.6
3807 | 6 | 8 | 15 | 77.9 | 86 | 84.02 | 78.98 | 60.08 | 25.5 | 30 | 28.9 | 26.1 | 15.6
3808 | 6 | 8 | 16 | 78.98 | 81.86 | 86 | 78.08 | 59 | 26.1 | 27.7 | 30 | 25.6 | 15
3809 | 6 | 8 | 17 | 78.98 | 78.98 | 84.02 | 75.92 | 59 | 26.1 | 26.1 | 28.9 | 24.4 | 15
3810 | 6 | 8 | 18 | 79.88 | 77.9 | 82.94 | 77 | 53.06 | 26.6 | 25.5 | 28.3 | 25 | 11.7
3811 | 6 | 8 | 19 | 73.94 | 77 | 80.96 | 75.92 | 51.98 | 23.3 | 25 | 27.2 | 24.4 | 11.1
3812 | 6 | 8 | 20 | 68.9 | 73.94 | 78.98 | 71.96 | 51.98 | 20.5 | 23.3 | 26.1 | 22.2 | 11.1
3813 | 6 | 8 | 21 | 63.86 | 72.86 | 73.94 | 71.06 | 53.06 | 17.7 | 22.7 | 23.3 | 21.7 | 11.7
3814 | 6 | 8 | 22 | 59.9 | 71.96 | 71.06 | 69.08 | 51.98 | 15.5 | 22.2 | 21.7 | 20.6 | 11.1
3815 | 6 | 8 | 23 | 59 | 69.98 | 68 | 66.92 | 51.08 | 15 | 21.1 | 20 | 19.4 | 10.6
3816 | 6 | 8 | 24 | 55.94 | 65.84 | 69.08 | 60.08 | 51.08 | 13.3 | 18.8 | 20.6 | 15.6 | 10.6
3817 | 6 | 9 | 1 | 50.9 | 62.96 | 64.94 | 59 | 51.08 | 10.5 | 17.2 | 18.3 | 15 | 10.6
3818 | 6 | 9 | 2 | 47.84 | 59.9 | 64.04 | 57.92 | 48.92 | 8.8 | 15.5 | 17.8 | 14.4 | 9.4
3819 | 6 | 9 | 3 | 45.86 | 59.9 | 62.06 | 55.04 | 48.02 | 7.7 | 15.5 | 16.7 | 12.8 | 8.9
3820 | 6 | 9 | 4 | 43.88 | 54.86 | 59 | 53.96 | 46.04 | 6.6 | 12.7 | 15 | 12.2 | 7.8
3821 | 6 | 9 | 5 | 43.88 | 54.86 | 60.08 | 55.04 | 46.04 | 6.6 | 12.7 | 15.6 | 12.8 | 7.8
3822 | 6 | 9 | 6 | 47.84 | 61.88 | 64.94 | 55.94 | 48.02 | 8.8 | 16.6 | 18.3 | 13.3 | 8.9
3823 | 6 | 9 | 7 | 53.96 | 68 | 73.04 | 62.96 | 51.98 | 12.2 | 20 | 22.8 | 17.2 | 11.1
3824 | 6 | 9 | 8 | 57.92 | 73.94 | 77 | 68 | 55.04 | 14.4 | 23.3 | 25 | 20 | 12.8
3825 | 6 | 9 | 9 | 61.88 | 79.88 | 80.06 | 69.98 | 55.94 | 16.6 | 26.6 | 26.7 | 21.1 | 13.3
3826 | 6 | 9 | 10 | 64.94 | 82.94 | 82.94 | 73.04 | 60.98 | 18.3 | 28.3 | 28.3 | 22.8 | 16.1
3827 | 6 | 9 | 11 | 66.92 | 86 | 87.08 | 75.92 | 62.96 | 19.4 | 30 | 30.6 | 24.4 | 17.2
3828 | 6 | 9 | 12 | 71.96 | 82.4 | 89.06 | 73.94 | 62.96 | 22.2 | 28 | 31.7 | 23.3 | 17.2
3829 | 6 | 9 | 13 | 72.86 | 77.9 | 93.02 | 78.08 | 66.92 | 22.7 | 25.5 | 33.9 | 25.6 | 19.4
3830 | 6 | 9 | 14 | 77 | 78.08 | 93.92 | 78.98 | 69.98 | 25 | 25.6 | 34.4 | 26.1 | 21.1
3831 | 6 | 9 | 15 | 75.92 | 77.18 | 96.08 | 78.08 | 71.96 | 24.4 | 25.1 | 35.6 | 25.6 | 22.2
3832 | 6 | 9 | 16 | 74.84 | 76.28 | 96.08 | 73.94 | 73.04 | 23.8 | 24.6 | 35.6 | 23.3 | 22.8
3833 | 6 | 9 | 17 | 73.94 | 74.84 | 95 | 75.92 | 71.96 | 23.3 | 23.8 | 35 | 24.4 | 22.2
3834 | 6 | 9 | 18 | 69.98 | 73.94 | 93.02 | 77 | 71.96 | 21.1 | 23.3 | 33.9 | 25 | 22.2
3835 | 6 | 9 | 19 | 65.84 | 69.98 | 89.06 | 73.04 | 69.08 | 18.8 | 21.1 | 31.7 | 22.8 | 20.6
3836 | 6 | 9 | 20 | 60.98 | 68.9 | 84.92 | 71.06 | 64.04 | 16.1 | 20.5 | 29.4 | 21.7 | 17.8
3837 | 6 | 9 | 21 | 59.9 | 74.84 | 80.96 | 64.94 | 62.06 | 15.5 | 23.8 | 27.2 | 18.3 | 16.7
3838 | 6 | 9 | 22 | 55.94 | 72.86 | 77 | 66.02 | 57.02 | 13.3 | 22.7 | 25 | 18.9 | 13.9
3839 | 6 | 9 | 23 | 55.94 | 66.92 | 75.92 | 62.06 | 57.92 | 13.3 | 19.4 | 24.4 | 16.7 | 14.4
3840 | 6 | 9 | 24 | 53.96 | 61.88 | 77 | 62.96 | 57.02 | 12.2 | 16.6 | 25 | 17.2 | 13.9
3841 | 6 | 10 | 1 | 54.86 | 55.94 | 75.92 | 60.08 | 57.02 | 12.7 | 13.3 | 24.4 | 15.6 | 13.9
3842 | 6 | 10 | 2 | 51.98 | 54.86 | 71.06 | 57.02 | 55.04 | 11.1 | 12.7 | 21.7 | 13.9 | 12.8
3843 | 6 | 10 | 3 | 50.9 | 53.78 | 71.06 | 55.04 | 55.94 | 10.5 | 12.1 | 21.7 | 12.8 | 13.3
3844 | 6 | 10 | 4 | 50 | 52.52 | 71.96 | 53.06 | 53.06 | 10 | 11.4 | 22.2 | 11.7 | 11.7
3845 | 6 | 10 | 5 | 48.92 | 53.6 | 69.98 | 50 | 53.96 | 9.4 | 12 | 21.1 | 10 | 12.2
3846 | 6 | 10 | 6 | 52.88 | 56.3 | 71.96 | 55.94 | 55.04 | 11.6 | 13.5 | 22.2 | 13.3 | 12.8
3847 | 6 | 10 | 7 | 59 | 64.22 | 78.98 | 60.08 | 57.92 | 15 | 17.9 | 26.1 | 15.6 | 14.4
3848 | 6 | 10 | 8 | 60.98 | 68 | 84.02 | 64.94 | 62.96 | 16.1 | 20 | 28.9 | 18.3 | 17.2
3849 | 6 | 10 | 9 | 62.96 | 73.94 | 87.08 | 69.98 | 66.02 | 17.2 | 23.3 | 30.6 | 21.1 | 18.9
3850 | 6 | 10 | 10 | 66.92 | 79.88 | 89.96 | 75.02 | 69.08 | 19.4 | 26.6 | 32.2 | 23.9 | 20.6
3851 | 6 | 10 | 11 | 68.9 | 86.72 | 91.94 | 78.08 | 71.96 | 20.5 | 30.4 | 33.3 | 25.6 | 22.2
3852 | 6 | 10 | 12 | 72.86 | 87.44 | 93.92 | 78.98 | 73.94 | 22.7 | 30.8 | 34.4 | 26.1 | 23.3
3853 | 6 | 10 | 13 | 74.84 | 84.56 | 96.08 | 80.96 | 75.02 | 23.8 | 29.2 | 35.6 | 27.2 | 23.9
3854 | 6 | 10 | 14 | 75.92 | 82.22 | 96.98 | 80.96 | 75.92 | 24.4 | 27.9 | 36.1 | 27.2 | 24.4
3855 | 6 | 10 | 15 | 78.98 | 73.04 | 96.98 | 82.94 | 78.08 | 26.1 | 22.8 | 36.1 | 28.3 | 25.6
3856 | 6 | 10 | 16 | 77.9 | 71.6 | 96.98 | 82.04 | 78.08 | 25.5 | 22 | 36.1 | 27.8 | 25.6
3857 | 6 | 10 | 17 | 77 | 73.76 | 95 | 78.98 | 77 | 25 | 23.2 | 35 | 26.1 | 25
3858 | 6 | 10 | 18 | 75.92 | 72.14 | 93.02 | 78.98 | 75.02 | 24.4 | 22.3 | 33.9 | 26.1 | 23.9
3859 | 6 | 10 | 19 | 71.96 | 63.5 | 89.96 | 77 | 71.06 | 22.2 | 17.5 | 32.2 | 25 | 21.7
3860 | 6 | 10 | 20 | 65.84 | 63.86 | 86 | 73.04 | 68 | 18.8 | 17.7 | 30 | 22.8 | 20
3861 | 6 | 10 | 21 | 60.98 | 62.42 | 82.94 | 71.06 | 66.02 | 16.1 | 16.9 | 28.3 | 21.7 | 18.9
3862 | 6 | 10 | 22 | 59.9 | 60.98 | 75.02 | 69.08 | 62.96 | 15.5 | 16.1 | 23.9 | 20.6 | 17.2
3863 | 6 | 10 | 23 | 60.98 | 59.54 | 73.04 | 66.92 | 62.06 | 16.1 | 15.3 | 22.8 | 19.4 | 16.7
3864 | 6 | 10 | 24 | 59.9 | 59.9 | 73.04 | 66.92 | 60.98 | 15.5 | 15.5 | 22.8 | 19.4 | 16.1
3865 | 6 | 11 | 1 | 61.88 | 56.48 | 71.96 | 66.02 | 60.98 | 16.6 | 13.6 | 22.2 | 18.9 | 16.1
3866 | 6 | 11 | 2 | 61.88 | 53.24 | 71.96 | 62.06 | 57.92 | 16.6 | 11.8 | 22.2 | 16.7 | 14.4
3867 | 6 | 11 | 3 | 60.98 | 46.4 | 71.06 | 60.08 | 55.94 | 16.1 | 8 | 21.7 | 15.6 | 13.3
3868 | 6 | 11 | 4 | 56.84 | 46.4 | 69.98 | 60.98 | 53.96 | 13.8 | 8 | 21.1 | 16.1 | 12.2
3869 | 6 | 11 | 5 | 51.98 | 48.2 | 66.92 | 62.06 | 53.96 | 11.1 | 9 | 19.4 | 16.7 | 12.2
3870 | 6 | 11 | 6 | 55.94 | 53.6 | 69.98 | 59 | 55.04 | 13.3 | 12 | 21.1 | 15 | 12.8
3871 | 6 | 11 | 7 | 59 | 62.6 | 77 | 60.08 | 60.08 | 15 | 17 | 25 | 15.6 | 15.6
3872 | 6 | 11 | 8 | 62.96 | 66.2 | 82.04 | 62.06 | 64.94 | 17.2 | 19 | 27.8 | 16.7 | 18.3
3873 | 6 | 11 | 9 | 68 | 69.8 | 86 | 66.02 | 68 | 20 | 21 | 30 | 18.9 | 20
3874 | 6 | 11 | 10 | 71.96 | 70.16 | 87.98 | 73.04 | 71.96 | 22.2 | 21.2 | 31.1 | 22.8 | 22.2
3875 | 6 | 11 | 11 | 77 | 69.8 | 89.06 | 75.92 | 73.04 | 25 | 21 | 31.7 | 24.4 | 22.8
3876 | 6 | 11 | 12 | 79.88 | 73.4 | 91.04 | 77 | 75.92 | 26.6 | 23 | 32.8 | 25 | 24.4
3877 | 6 | 11 | 13 | 80.96 | 75.2 | 91.94 | 80.06 | 78.08 | 27.2 | 24 | 33.3 | 26.7 | 25.6
3878 | 6 | 11 | 14 | 82.94 | 77 | 93.02 | 80.96 | 80.06 | 28.3 | 25 | 33.9 | 27.2 | 26.7
3879 | 6 | 11 | 15 | 83.84 | 77 | 93.92 | 80.96 | 82.04 | 28.8 | 25 | 34.4 | 27.2 | 27.8
3880 | 6 | 11 | 16 | 84.02 | 75.2 | 91.94 | 78.98 | 82.04 | 28.9 | 24 | 33.3 | 26.1 | 27.8
3881 | 6 | 11 | 17 | 82.04 | 75.2 | 91.94 | 78.98 | 82.94 | 27.8 | 24 | 33.3 | 26.1 | 28.3
3882 | 6 | 11 | 18 | 80.96 | 73.4 | 89.96 | 78.98 | 82.04 | 27.2 | 23 | 32.2 | 26.1 | 27.8
3883 | 6 | 11 | 19 | 75.02 | 71.6 | 87.08 | 75.02 | 77 | 23.9 | 22 | 30.6 | 23.9 | 25
3884 | 6 | 11 | 20 | 73.04 | 64.4 | 84.02 | 71.06 | 73.04 | 22.8 | 18 | 28.9 | 21.7 | 22.8
3885 | 6 | 11 | 21 | 66.92 | 55.4 | 82.04 | 66.92 | 68 | 19.4 | 13 | 27.8 | 19.4 | 20
3886 | 6 | 11 | 22 | 63.86 | 53.6 | 80.06 | 66.02 | 64.94 | 17.7 | 12 | 26.7 | 18.9 | 18.3
3887 | 6 | 11 | 23 | 61.88 | 53.6 | 77 | 64.94 | 64.94 | 16.6 | 12 | 25 | 18.3 | 18.3
3888 | 6 | 11 | 24 | 59 | 50 | 75.92 | 62.06 | 62.96 | 15 | 10 | 24.4 | 16.7 | 17.2
3889 | 6 | 12 | 1 | 61.88 | 51.8 | 73.94 | 62.06 | 64.94 | 16.6 | 11 | 23.3 | 16.7 | 18.3
3890 | 6 | 12 | 2 | 59.9 | 53.6 | 73.94 | 59 | 62.06 | 15.5 | 12 | 23.3 | 15 | 16.7
3891 | 6 | 12 | 3 | 59.9 | 51.8 | 71.96 | 57.02 | 60.98 | 15.5 | 11 | 22.2 | 13.9 | 16.1
3892 | 6 | 12 | 4 | 59.9 | 53.6 | 71.06 | 53.96 | 57.92 | 15.5 | 12 | 21.7 | 12.2 | 14.4
3893 | 6 | 12 | 5 | 59 | 53.6 | 69.98 | 53.96 | 57.02 | 15 | 12 | 21.1 | 12.2 | 13.9
3894 | 6 | 12 | 6 | 65.84 | 55.4 | 71.06 | 55.94 | 60.98 | 18.8 | 13 | 21.7 | 13.3 | 16.1
3895 | 6 | 12 | 7 | 73.94 | 59 | 73.94 | 62.96 | 66.02 | 23.3 | 15 | 23.3 | 17.2 | 18.9
3896 | 6 | 12 | 8 | 79.88 | 60.8 | 80.06 | 68 | 71.06 | 26.6 | 16 | 26.7 | 20 | 21.7
3897 | 6 | 12 | 9 | 83.84 | 64.4 | 84.02 | 73.04 | 73.94 | 28.8 | 18 | 28.9 | 22.8 | 23.3
3898 | 6 | 12 | 10 | 86.9 | 66.2 | 84.02 | 77 | 77 | 30.5 | 19 | 28.9 | 25 | 25
3899 | 6 | 12 | 11 | 89.96 | 71.6 | 89.06 | 80.96 | 80.06 | 32.2 | 22 | 31.7 | 27.2 | 26.7
3900 | 6 | 12 | 12 | 90.86 | 77 | 89.96 | 84.02 | 84.02 | 32.7 | 25 | 32.2 | 28.9 | 28.9
3901 | 6 | 12 | 13 | 91.94 | 75.2 | 93.02 | 86 | 87.08 | 33.3 | 24 | 33.9 | 30 | 30.6
3902 | 6 | 12 | 14 | 89.96 | 66.2 | 93.92 | 87.08 | 89.06 | 32.2 | 19 | 34.4 | 30.6 | 31.7
3903 | 6 | 12 | 15 | 86.9 | 60.8 | 93.02 | 86 | 89.96 | 30.5 | 16 | 33.9 | 30 | 32.2
3904 | 6 | 12 | 16 | 86 | 64.4 | 93.92 | 87.98 | 91.04 | 30 | 18 | 34.4 | 31.1 | 32.8
3905 | 6 | 12 | 17 | 82.94 | 64.4 | 93.02 | 86 | 89.96 | 28.3 | 18 | 33.9 | 30 | 32.2
3906 | 6 | 12 | 18 | 80.96 | 64.4 | 91.94 | 82.94 | 89.06 | 27.2 | 18 | 33.3 | 28.3 | 31.7
3907 | 6 | 12 | 19 | 77 | 64.4 | 87.08 | 80.06 | 84.02 | 25 | 18 | 30.6 | 26.7 | 28.9
3908 | 6 | 12 | 20 | 73.94 | 62.6 | 84.02 | 77 | 77 | 23.3 | 17 | 28.9 | 25 | 25
3909 | 6 | 12 | 21 | 72.86 | 57.2 | 82.94 | 75.02 | 71.96 | 22.7 | 14 | 28.3 | 23.9 | 22.2
3910 | 6 | 12 | 22 | 65.84 | 53.6 | 80.96 | 71.96 | 71.06 | 18.8 | 12 | 27.2 | 22.2 | 21.7
3911 | 6 | 12 | 23 | 65.84 | 50 | 78.98 | 68 | 71.06 | 18.8 | 10 | 26.1 | 20 | 21.7
3912 | 6 | 12 | 24 | 63.86 | 48.2 | 78.08 | 64.94 | 66.02 | 17.7 | 9 | 25.6 | 18.3 | 18.9
3913 | 6 | 13 | 1 | 60.98 | 46.4 | 75.92 | 60.98 | 69.08 | 16.1 | 8 | 24.4 | 16.1 | 20.6
3914 | 6 | 13 | 2 | 59.9 | 44.6 | 75.02 | 57.92 | 64.04 | 15.5 | 7 | 23.9 | 14.4 | 17.8
3915 | 6 | 13 | 3 | 56.84 | 46.58 | 73.04 | 55.94 | 62.96 | 13.8 | 8.1 | 22.8 | 13.3 | 17.2
3916 | 6 | 13 | 4 | 57.92 | 48.38 | 71.96 | 51.98 | 62.06 | 14.4 | 9.1 | 22.2 | 11.1 | 16.7
3917 | 6 | 13 | 5 | 57.92 | 48.38 | 71.06 | 53.06 | 60.08 | 14.4 | 9.1 | 21.7 | 11.7 | 15.6
3918 | 6 | 13 | 6 | 62.96 | 52.16 | 73.04 | 59 | 64.94 | 17.2 | 11.2 | 22.8 | 15 | 18.3
3919 | 6 | 13 | 7 | 80.96 | 57.56 | 78.98 | 62.96 | 73.04 | 27.2 | 14.2 | 26.1 | 17.2 | 22.8
3920 | 6 | 13 | 8 | 80.96 | 61.16 | 84.02 | 69.08 | 75.02 | 27.2 | 16.2 | 28.9 | 20.6 | 23.9
3921 | 6 | 13 | 9 | 86.9 | 64.76 | 87.08 | 73.94 | 78.08 | 30.5 | 18.2 | 30.6 | 23.3 | 25.6
3922 | 6 | 13 | 10 | 89.96 | 73.94 | 89.06 | 78.98 | 82.04 | 32.2 | 23.3 | 31.7 | 26.1 | 27.8
3923 | 6 | 13 | 11 | 91.94 | 81.14 | 91.04 | 82.94 | 84.02 | 33.3 | 27.3 | 32.8 | 28.3 | 28.9
3924 | 6 | 13 | 12 | 92.84 | 81.14 | 93.92 | 86 | 87.98 | 33.8 | 27.3 | 34.4 | 30 | 31.1
3925 | 6 | 13 | 13 | 93.92 | 84.92 | 95 | 89.06 | 87.98 | 34.4 | 29.4 | 35 | 31.7 | 31.1
3926 | 6 | 13 | 14 | 96.98 | 84.92 | 96.08 | 89.06 | 91.04 | 36.1 | 29.4 | 35.6 | 31.7 | 32.8
3927 | 6 | 13 | 15 | 95 | 84.2 | 96.98 | 89.06 | 91.94 | 35 | 29 | 36.1 | 31.7 | 33.3
3928 | 6 | 13 | 16 | 93.92 | 83.12 | 96.98 | 89.06 | 91.94 | 34.4 | 28.4 | 36.1 | 31.7 | 33.3
3929 | 6 | 13 | 17 | 90.86 | 81.86 | 96.98 | 87.08 | 91.94 | 32.7 | 27.7 | 36.1 | 30.6 | 33.3
3930 | 6 | 13 | 18 | 88.88 | 79.34 | 96.08 | 84.92 | 89.96 | 31.6 | 26.3 | 35.6 | 29.4 | 32.2
3931 | 6 | 13 | 19 | 83.84 | 75.74 | 91.04 | 82.04 | 86 | 28.8 | 24.3 | 32.8 | 27.8 | 30
3932 | 6 | 13 | 20 | 78.98 | 71.96 | 87.98 | 78.08 | 75.92 | 26.1 | 22.2 | 31.1 | 25.6 | 24.4
3933 | 6 | 13 | 21 | 77.9 | 69.26 | 84.92 | 75.92 | 71.96 | 25.5 | 20.7 | 29.4 | 24.4 | 22.2
3934 | 6 | 13 | 22 | 71.96 | 64.58 | 82.94 | 71.06 | 71.96 | 22.2 | 18.1 | 28.3 | 21.7 | 22.2
3935 | 6 | 13 | 23 | 69.98 | 58.28 | 80.06 | 66.92 | 69.98 | 21.1 | 14.6 | 26.7 | 19.4 | 21.1
3936 | 6 | 13 | 24 | 71.96 | 55.58 | 78.98 | 66.02 | 69.08 | 22.2 | 13.1 | 26.1 | 18.9 | 20.6
3937 | 6 | 14 | 1 | 70.88 | 50.9 | 75.02 | 55.04 | 69.08 | 21.6 | 10.5 | 23.9 | 12.8 | 20.6
3938 | 6 | 14 | 2 | 68.9 | 48.2 | 73.04 | 53.96 | 62.06 | 20.5 | 9 | 22.8 | 12.2 | 16.7
3939 | 6 | 14 | 3 | 71.96 | 46.4 | 75.02 | 55.04 | 57.92 | 22.2 | 8 | 23.9 | 12.8 | 14.4
3940 | 6 | 14 | 4 | 71.96 | 44.6 | 71.06 | 50 | 64.04 | 22.2 | 7 | 21.7 | 10 | 17.8
3941 | 6 | 14 | 5 | 68 | 44.6 | 69.98 | 51.98 | 60.98 | 20 | 7 | 21.1 | 11.1 | 16.1
3942 | 6 | 14 | 6 | 73.94 | 48.2 | 75.92 | 55.94 | 62.96 | 23.3 | 9 | 24.4 | 13.3 | 17.2
3943 | 6 | 14 | 7 | 82.94 | 55.4 | 82.04 | 64.04 | 71.96 | 28.3 | 13 | 27.8 | 17.8 | 22.2
3944 | 6 | 14 | 8 | 82.94 | 60.8 | 87.08 | 69.08 | 77 | 28.3 | 16 | 30.6 | 20.6 | 25
3945 | 6 | 14 | 9 | 87.98 | 66.2 | 89.96 | 73.94 | 80.96 | 31.1 | 19 | 32.2 | 23.3 | 27.2
3946 | 6 | 14 | 10 | 87.98 | 69.8 | 93.02 | 80.06 | 84.02 | 31.1 | 21 | 33.9 | 26.7 | 28.9
3947 | 6 | 14 | 11 | 91.94 | 73.4 | 96.08 | 84.02 | 87.08 | 33.3 | 23 | 35.6 | 28.9 | 30.6
3948 | 6 | 14 | 12 | 95 | 75.2 | 96.98 | 87.98 | 87.08 | 35 | 24 | 36.1 | 31.1 | 30.6
3949 | 6 | 14 | 13 | 93.92 | 80.6 | 98.96 | 87.98 | 91.04 | 34.4 | 27 | 37.2 | 31.1 | 32.8
3950 | 6 | 14 | 14 | 95.9 | 80.6 | 100.04 | 89.96 | 93.02 | 35.5 | 27 | 37.8 | 32.2 | 33.9
3951 | 6 | 14 | 15 | 96.98 | 80.6 | 100.94 | 91.04 | 93.92 | 36.1 | 27 | 38.3 | 32.8 | 34.4
3952 | 6 | 14 | 16 | 95.9 | 80.6 | 100.04 | 89.96 | 91.04 | 35.5 | 27 | 37.8 | 32.2 | 32.8
3953 | 6 | 14 | 17 | 93.92 | 80.6 | 100.04 | 87.98 | 89.06 | 34.4 | 27 | 37.8 | 31.1 | 31.7
3954 | 6 | 14 | 18 | 90.86 | 78.8 | 98.06 | 84.92 | 86 | 32.7 | 26 | 36.7 | 29.4 | 30
3955 | 6 | 14 | 19 | 87.98 | 77 | 96.08 | 80.96 | 84.92 | 31.1 | 25 | 35.6 | 27.2 | 29.4
3956 | 6 | 14 | 20 | 77.9 | 73.4 | 91.94 | 77 | 80.96 | 25.5 | 23 | 33.3 | 25 | 27.2
3957 | 6 | 14 | 21 | 73.94 | 69.8 | 89.96 | 75.02 | 80.06 | 23.3 | 21 | 32.2 | 23.9 | 26.7
3958 | 6 | 14 | 22 | 69.98 | 66.2 | 89.96 | 71.96 | 75.92 | 21.1 | 19 | 32.2 | 22.2 | 24.4
3959 | 6 | 14 | 23 | 66.92 | 60.8 | 86 | 68 | 71.06 | 19.4 | 16 | 30 | 20 | 21.7
3960 | 6 | 14 | 24 | 65.84 | 60.8 | 84.02 | 62.96 | 71.96 | 18.8 | 16 | 28.9 | 17.2 | 22.2
3961 | 6 | 15 | 1 | 60.98 | 60.8 | 82.94 | 62.06 | 71.96 | 16.1 | 16 | 28.3 | 16.7 | 22.2
3962 | 6 | 15 | 2 | 59.9 | 57.2 | 80.06 | 60.98 | 66.02 | 15.5 | 14 | 26.7 | 16.1 | 18.9
3963 | 6 | 15 | 3 | 59 | 55.4 | 80.06 | 57.92 | 68 | 15 | 13 | 26.7 | 14.4 | 20
3964 | 6 | 15 | 4 | 53.96 | 55.4 | 78.98 | 57.92 | 62.96 | 12.2 | 13 | 26.1 | 14.4 | 17.2
3965 | 6 | 15 | 5 | 56.84 | 55.4 | 75.02 | 57.02 | 64.04 | 13.8 | 13 | 23.9 | 13.9 | 17.8
3966 | 6 | 15 | 6 | 60.98 | 57.2 | 77 | 64.04 | 66.02 | 16.1 | 14 | 25 | 17.8 | 18.9
3967 | 6 | 15 | 7 | 60.98 | 60.8 | 82.94 | 71.96 | 75.02 | 16.1 | 16 | 28.3 | 22.2 | 23.9
3968 | 6 | 15 | 8 | 62.96 | 68 | 89.96 | 75.02 | 78.98 | 17.2 | 20 | 32.2 | 23.9 | 26.1
3969 | 6 | 15 | 9 | 64.94 | 78.8 | 93.02 | 75.02 | 80.96 | 18.3 | 26 | 33.9 | 23.9 | 27.2
3970 | 6 | 15 | 10 | 68.9 | 80.96 | 95 | 80.96 | 84.92 | 20.5 | 27.2 | 35 | 27.2 | 29.4
3971 | 6 | 15 | 11 | 70.88 | 82.4 | 100.04 | 84.02 | 87.08 | 21.6 | 28 | 37.8 | 28.9 | 30.6
3972 | 6 | 15 | 12 | 77.9 | 83.66 | 100.04 | 80.06 | 89.96 | 25.5 | 28.7 | 37.8 | 26.7 | 32.2
3973 | 6 | 15 | 13 | 82.94 | 84.2 | 100.04 | 80.96 | 87.98 | 28.3 | 29 | 37.8 | 27.2 | 31.1
3974 | 6 | 15 | 14 | 87.98 | 78.8 | 102.02 | 80.96 | 89.96 | 31.1 | 26 | 38.9 | 27.2 | 32.2
3975 | 6 | 15 | 15 | 89.96 | 73.4 | 102.02 | 80.06 | 84.02 | 32.2 | 23 | 38.9 | 26.7 | 28.9
3976 | 6 | 15 | 16 | 90.86 | 75.2 | 102.02 | 78.98 | 87.08 | 32.7 | 24 | 38.9 | 26.1 | 30.6
3977 | 6 | 15 | 17 | 89.96 | 73.4 | 100.04 | 75.92 | 87.98 | 32.2 | 23 | 37.8 | 24.4 | 31.1
3978 | 6 | 15 | 18 | 83.84 | 68 | 98.96 | 73.04 | 86 | 28.8 | 20 | 37.2 | 22.8 | 30
3979 | 6 | 15 | 19 | 79.88 | 66.2 | 95 | 69.98 | 80.96 | 26.6 | 19 | 35 | 21.1 | 27.2
3980 | 6 | 15 | 20 | 74.84 | 62.6 | 89.06 | 66.02 | 77 | 23.8 | 17 | 31.7 | 18.9 | 25
3981 | 6 | 15 | 21 | 72.86 | 62.6 | 86 | 66.02 | 73.04 | 22.7 | 17 | 30 | 18.9 | 22.8
3982 | 6 | 15 | 22 | 72.86 | 59 | 84.92 | 64.94 | 73.04 | 22.7 | 15 | 29.4 | 18.3 | 22.8
3983 | 6 | 15 | 23 | 65.84 | 57.2 | 80.06 | 62.96 | 75.92 | 18.8 | 14 | 26.7 | 17.2 | 24.4
3984 | 6 | 15 | 24 | 64.94 | 57.2 | 78.08 | 60.08 | 73.04 | 18.3 | 14 | 25.6 | 15.6 | 22.8
3985 | 6 | 16 | 1 | 62.96 | 57.2 | 75.02 | 57.92 | 68 | 17.2 | 14 | 23.9 | 14.4 | 20
3986 | 6 | 16 | 2 | 60.98 | 56.12 | 73.94 | 57.92 | 66.92 | 16.1 | 13.4 | 23.3 | 14.4 | 19.4
3987 | 6 | 16 | 3 | 60.98 | 55.4 | 71.96 | 55.04 | 66.02 | 16.1 | 13 | 22.2 | 12.8 | 18.9
3988 | 6 | 16 | 4 | 59.9 | 53.6 | 69.98 | 55.94 | 66.02 | 15.5 | 12 | 21.1 | 13.3 | 18.9
3989 | 6 | 16 | 5 | 59 | 53.6 | 69.98 | 51.98 | 64.94 | 15 | 12 | 21.1 | 11.1 | 18.3
3990 | 6 | 16 | 6 | 59 | 55.4 | 75.92 | 55.04 | 68 | 15 | 13 | 24.4 | 12.8 | 20
3991 | 6 | 16 | 7 | 59.9 | 60.8 | 82.94 | 60.98 | 73.94 | 15.5 | 16 | 28.3 | 16.1 | 23.3
3992 | 6 | 16 | 8 | 59.9 | 62.6 | 87.08 | 64.94 | 78.98 | 15.5 | 17 | 30.6 | 18.3 | 26.1
3993 | 6 | 16 | 9 | 62.96 | 66.2 | 91.04 | 68 | 80.96 | 17.2 | 19 | 32.8 | 20 | 27.2
3994 | 6 | 16 | 10 | 63.86 | 69.8 | 95 | 71.96 | 84.02 | 17.7 | 21 | 35 | 22.2 | 28.9
3995 | 6 | 16 | 11 | 68 | 73.4 | 100.04 | 75.02 | 87.98 | 20 | 23 | 37.8 | 23.9 | 31.1
3996 | 6 | 16 | 12 | 71.96 | 78.8 | 102.92 | 78.98 | 89.96 | 22.2 | 26 | 39.4 | 26.1 | 32.2
3997 | 6 | 16 | 13 | 74.84 | 80.6 | 102.92 | 78.98 | 89.96 | 23.8 | 27 | 39.4 | 26.1 | 32.2
3998 | 6 | 16 | 14 | 78.98 | 82.4 | 105.98 | 80.06 | 89.96 | 26.1 | 28 | 41.1 | 26.7 | 32.2
3999 | 6 | 16 | 15 | 83.84 | 84.2 | 102.92 | 78.98 | 91.04 | 28.8 | 29 | 39.4 | 26.1 | 32.8
4000 | 6 | 16 | 16 | 82.94 | 84.2 | 100.94 | 78.08 | 93.02 | 28.3 | 29 | 38.3 | 25.6 | 33.9
4001 | 6 | 16 | 17 | 84.92 | 82.4 | 100.04 | 77 | 91.04 | 29.4 | 28 | 37.8 | 25 | 32.8
4002 | 6 | 16 | 18 | 82.94 | 78.8 | 98.96 | 73.94 | 87.98 | 28.3 | 26 | 37.2 | 23.3 | 31.1
4003 | 6 | 16 | 19 | 79.88 | 73.4 | 96.08 | 71.06 | 82.94 | 26.6 | 23 | 35.6 | 21.7 | 28.3
4004 | 6 | 16 | 20 | 72.86 | 69.8 | 91.94 | 68 | 78.98 | 22.7 | 21 | 33.3 | 20 | 26.1
4005 | 6 | 16 | 21 | 70.88 | 68 | 89.96 | 64.94 | 77 | 21.6 | 20 | 32.2 | 18.3 | 25
4006 | 6 | 16 | 22 | 69.98 | 66.2 | 89.06 | 62.96 | 68 | 21.1 | 19 | 31.7 | 17.2 | 20
4007 | 6 | 16 | 23 | 65.84 | 66.2 | 87.98 | 60.08 | 66.02 | 18.8 | 19 | 31.1 | 15.6 | 18.9
4008 | 6 | 16 | 24 | 65.84 | 66.2 | 86 | 57.92 | 64.04 | 18.8 | 19 | 30 | 14.4 | 17.8
4009 | 6 | 17 | 1 | 62.96 | 62.6 | 84.92 | 53.96 | 64.94 | 17.2 | 17 | 29.4 | 12.2 | 18.3
4010 | 6 | 17 | 2 | 60.98 | 57.2 | 82.94 | 51.08 | 64.04 | 16.1 | 14 | 28.3 | 10.6 | 17.8
4011 | 6 | 17 | 3 | 59.9 | 55.4 | 82.94 | 53.06 | 60.98 | 15.5 | 13 | 28.3 | 11.7 | 16.1
4012 | 6 | 17 | 4 | 57.92 | 53.6 | 82.04 | 50 | 60.98 | 14.4 | 12 | 27.8 | 10 | 16.1
4013 | 6 | 17 | 5 | 57.92 | 51.8 | 78.98 | 46.04 | 55.94 | 14.4 | 11 | 26.1 | 7.8 | 13.3
4014 | 6 | 17 | 6 | 59 | 55.4 | 80.96 | 53.06 | 64.04 | 15 | 13 | 27.2 | 11.7 | 17.8
4015 | 6 | 17 | 7 | 59.9 | 60.8 | 86 | 57.92 | 73.04 | 15.5 | 16 | 30 | 14.4 | 22.8
4016 | 6 | 17 | 8 | 62.96 | 66.2 | 91.04 | 64.04 | 75.92 | 17.2 | 19 | 32.8 | 17.8 | 24.4
4017 | 6 | 17 | 9 | 63.86 | 73.4 | 89.96 | 69.98 | 80.96 | 17.7 | 23 | 32.2 | 21.1 | 27.2
4018 | 6 | 17 | 10 | 68.9 | 82.4 | 91.04 | 75.02 | 82.94 | 20.5 | 28 | 32.8 | 23.9 | 28.3
4019 | 6 | 17 | 11 | 70.88 | 87.8 | 93.02 | 78.98 | 86 | 21.6 | 31 | 33.9 | 26.1 | 30
4020 | 6 | 17 | 12 | 74.84 | 91.4 | 93.92 | 80.96 | 87.08 | 23.8 | 33 | 34.4 | 27.2 | 30.6
4021 | 6 | 17 | 13 | 77.9 | 91.4 | 96.98 | 82.94 | 89.96 | 25.5 | 33 | 36.1 | 28.3 | 32.2
4022 | 6 | 17 | 14 | 80.96 | 95 | 96.98 | 87.08 | 91.04 | 27.2 | 35 | 36.1 | 30.6 | 32.8
4023 | 6 | 17 | 15 | 78.98 | 93.2 | 96.98 | 87.08 | 91.04 | 26.1 | 34 | 36.1 | 30.6 | 32.8
4024 | 6 | 17 | 16 | 77.9 | 96.8 | 95 | 86 | 93.02 | 25.5 | 36 | 35 | 30 | 33.9
4025 | 6 | 17 | 17 | 79.88 | 93.2 | 91.94 | 84.02 | 87.98 | 26.6 | 34 | 33.3 | 28.9 | 31.1
4026 | 6 | 17 | 18 | 77 | 91.4 | 91.04 | 82.04 | 87.98 | 25 | 33 | 32.8 | 27.8 | 31.1
4027 | 6 | 17 | 19 | 73.94 | 86 | 89.06 | 78.98 | 84.92 | 23.3 | 30 | 31.7 | 26.1 | 29.4
4028 | 6 | 17 | 20 | 71.96 | 78.8 | 86 | 73.94 | 78.98 | 22.2 | 26 | 30 | 23.3 | 26.1
4029 | 6 | 17 | 21 | 68.9 | 73.4 | 86 | 71.96 | 75.02 | 20.5 | 23 | 30 | 22.2 | 23.9
4030 | 6 | 17 | 22 | 65.84 | 71.6 | 84.92 | 66.92 | 73.94 | 18.8 | 22 | 29.4 | 19.4 | 23.3
4031 | 6 | 17 | 23 | 64.94 | 68.72 | 84.92 | 60.98 | 66.02 | 18.3 | 20.4 | 29.4 | 16.1 | 18.9
4032 | 6 | 17 | 24 | 66.92 | 62.42 | 82.94 | 59 | 64.94 | 19.4 | 16.9 | 28.3 | 15 | 18.3
4033 | 6 | 18 | 1 | 65.84 | 61.34 | 82.04 | 55.04 | 62.06 | 18.8 | 16.3 | 27.8 | 12.8 | 16.7
4034 | 6 | 18 | 2 | 64.94 | 56.84 | 82.04 | 51.08 | 59 | 18.3 | 13.8 | 27.8 | 10.6 | 15
4035 | 6 | 18 | 3 | 64.94 | 59.36 | 78.98 | 51.08 | 62.06 | 18.3 | 15.2 | 26.1 | 10.6 | 16.7
4036 | 6 | 18 | 4 | 61.88 | 54.68 | 80.06 | 46.04 | 60.98 | 16.6 | 12.6 | 26.7 | 7.8 | 16.1
4037 | 6 | 18 | 5 | 59.9 | 48.38 | 78.08 | 48.92 | 60.98 | 15.5 | 9.1 | 25.6 | 9.4 | 16.1
4038 | 6 | 18 | 6 | 59.9 | 49.1 | 78.98 | 51.98 | 62.96 | 15.5 | 9.5 | 26.1 | 11.1 | 17.2
4039 | 6 | 18 | 7 | 64.94 | 58.82 | 84.02 | 60.08 | 69.98 | 18.3 | 14.9 | 28.9 | 15.6 | 21.1
4040 | 6 | 18 | 8 | 62.96 | 65.12 | 87.98 | 66.02 | 73.04 | 17.2 | 18.4 | 31.1 | 18.9 | 22.8
4041 | 6 | 18 | 9 | 70.88 | 71.24 | 91.04 | 71.96 | 78.08 | 21.6 | 21.8 | 32.8 | 22.2 | 25.6
4042 | 6 | 18 | 10 | 75.92 | 72.14 | 91.94 | 78.08 | 80.06 | 24.4 | 22.3 | 33.3 | 25.6 | 26.7
4043 | 6 | 18 | 11 | 80.96 | 77 | 95 | 82.94 | 82.94 | 27.2 | 25 | 35 | 28.3 | 28.3
4044 | 6 | 18 | 12 | 84.92 | 82.76 | 98.06 | 87.08 | 84.02 | 29.4 | 28.2 | 36.7 | 30.6 | 28.9
4045 | 6 | 18 | 13 | 79.88 | 86.72 | 98.96 | 87.98 | 87.08 | 26.6 | 30.4 | 37.2 | 31.1 | 30.6
4046 | 6 | 18 | 14 | 66.92 | 92.48 | 100.04 | 91.04 | 89.06 | 19.4 | 33.6 | 37.8 | 32.8 | 31.7
4047 | 6 | 18 | 15 | 71.96 | 93.92 | 102.02 | 89.96 | 89.06 | 22.2 | 34.4 | 38.9 | 32.2 | 31.7
4048 | 6 | 18 | 16 | 71.96 | 94.82 | 102.02 | 87.98 | 89.96 | 22.2 | 34.9 | 38.9 | 31.1 | 32.2
4049 | 6 | 18 | 17 | 72.86 | 92.12 | 98.96 | 87.08 | 89.06 | 22.7 | 33.4 | 37.2 | 30.6 | 31.7
4050 | 6 | 18 | 18 | 71.96 | 87.8 | 96.98 | 84.02 | 86 | 22.2 | 31 | 36.1 | 28.9 | 30
4051 | 6 | 18 | 19 | 69.98 | 83.48 | 95 | 80.06 | 82.94 | 21.1 | 28.6 | 35 | 26.7 | 28.3
4052 | 6 | 18 | 20 | 71.96 | 80.96 | 89.06 | 73.94 | 80.06 | 22.2 | 27.2 | 31.7 | 23.3 | 26.7
4053 | 6 | 18 | 21 | 68 | 80.24 | 89.06 | 71.96 | 77 | 20 | 26.8 | 31.7 | 22.2 | 25
4054 | 6 | 18 | 22 | 65.84 | 76.64 | 89.96 | 66.02 | 73.04 | 18.8 | 24.8 | 32.2 | 18.9 | 22.8
4055 | 6 | 18 | 23 | 65.84 | 73.4 | 87.98 | 71.06 | 69.98 | 18.8 | 23 | 31.1 | 21.7 | 21.1
4056 | 6 | 18 | 24 | 62.96 | 69.8 | 89.06 | 59 | 69.08 | 17.2 | 21 | 31.7 | 15 | 20.6
4057 | 6 | 19 | 1 | 64.94 | 68 | 87.08 | 59 | 64.94 | 18.3 | 20 | 30.6 | 15 | 18.3
4058 | 6 | 19 | 2 | 65.84 | 69.8 | 86 | 57.92 | 62.96 | 18.8 | 21 | 30 | 14.4 | 17.2
4059 | 6 | 19 | 3 | 65.84 | 66.2 | 84.92 | 57.02 | 57.92 | 18.8 | 19 | 29.4 | 13.9 | 14.4
4060 | 6 | 19 | 4 | 61.88 | 66.2 | 84.92 | 53.96 | 55.04 | 16.6 | 19 | 29.4 | 12.2 | 12.8
4061 | 6 | 19 | 5 | 63.86 | 64.4 | 80.06 | 53.06 | 53.96 | 17.7 | 18 | 26.7 | 11.7 | 12.2
4062 | 6 | 19 | 6 | 66.92 | 66.2 | 82.94 | 57.02 | 57.92 | 19.4 | 19 | 28.3 | 13.9 | 14.4
4063 | 6 | 19 | 7 | 72.86 | 70.34 | 84.92 | 68 | 60.98 | 22.7 | 21.3 | 29.4 | 20 | 16.1
4064 | 6 | 19 | 8 | 75.92 | 74.48 | 89.06 | 73.94 | 64.04 | 24.4 | 23.6 | 31.7 | 23.3 | 17.8
4065 | 6 | 19 | 9 | 77.9 | 78.8 | 91.04 | 80.06 | 66.92 | 25.5 | 26 | 32.8 | 26.7 | 19.4
4066 | 6 | 19 | 10 | 80.96 | 81.86 | 91.04 | 82.04 | 69.98 | 27.2 | 27.7 | 32.8 | 27.8 | 21.1
4067 | 6 | 19 | 11 | 81.86 | 84.2 | 93.02 | 84.02 | 71.06 | 27.7 | 29 | 33.9 | 28.9 | 21.7
4068 | 6 | 19 | 12 | 86.9 | 86 | 93.02 | 84.92 | 75.02 | 30.5 | 30 | 33.9 | 29.4 | 23.9
4069 | 6 | 19 | 13 | 89.96 | 87.8 | 91.94 | 84.02 | 77 | 32.2 | 31 | 33.3 | 28.9 | 25
4070 | 6 | 19 | 14 | 88.88 | 89.6 | 91.94 | 84.02 | 78.08 | 31.6 | 32 | 33.3 | 28.9 | 25.6
4071 | 6 | 19 | 15 | 83.84 | 87.8 | 93.92 | 80.06 | 82.04 | 28.8 | 31 | 34.4 | 26.7 | 27.8
4072 | 6 | 19 | 16 | 82.94 | 79.88 | 95 | 80.06 | 82.94 | 28.3 | 26.6 | 35 | 26.7 | 28.3
4073 | 6 | 19 | 17 | 80.96 | 71.6 | 95 | 80.06 | 84.02 | 27.2 | 22 | 35 | 26.7 | 28.9
4074 | 6 | 19 | 18 | 64.94 | 69.8 | 93.92 | 78.08 | 84.02 | 18.3 | 21 | 34.4 | 25.6 | 28.9
4075 | 6 | 19 | 19 | 66.92 | 68 | 91.94 | 73.04 | 80.96 | 19.4 | 20 | 33.3 | 22.8 | 27.2
4076 | 6 | 19 | 20 | 63.86 | 64.4 | 89.96 | 69.08 | 75.02 | 17.7 | 18 | 32.2 | 20.6 | 23.9
4077 | 6 | 19 | 21 | 62.96 | 64.4 | 89.06 | 68 | 73.04 | 17.2 | 18 | 31.7 | 20 | 22.8
4078 | 6 | 19 | 22 | 63.86 | 63.68 | 87.08 | 66.02 | 68 | 17.7 | 17.6 | 30.6 | 18.9 | 20
4079 | 6 | 19 | 23 | 61.88 | 63.14 | 84.92 | 64.04 | 60.08 | 16.6 | 17.3 | 29.4 | 17.8 | 15.6
4080 | 6 | 19 | 24 | 60.98 | 62.6 | 82.04 | 62.06 | 60.08 | 16.1 | 17 | 27.8 | 16.7 | 15.6
4081 | 6 | 20 | 1 | 59.9 | 60.8 | 80.06 | 60.98 | 55.04 | 15.5 | 16 | 26.7 | 16.1 | 12.8
4082 | 6 | 20 | 2 | 59 | 60.8 | 80.06 | 57.92 | 60.98 | 15 | 16 | 26.7 | 14.4 | 16.1
4083 | 6 | 20 | 3 | 59 | 59 | 78.08 | 55.04 | 51.08 | 15 | 15 | 25.6 | 12.8 | 10.6
4084 | 6 | 20 | 4 | 59 | 59 | 77 | 51.08 | 53.06 | 15 | 15 | 25 | 10.6 | 11.7
4085 | 6 | 20 | 5 | 57.92 | 57.2 | 75.92 | 48.92 | 53.96 | 14.4 | 14 | 24.4 | 9.4 | 12.2
4086 | 6 | 20 | 6 | 59 | 57.2 | 80.06 | 50 | 60.08 | 15 | 14 | 26.7 | 10 | 15.6
4087 | 6 | 20 | 7 | 68 | 60.8 | 86 | 57.02 | 64.94 | 20 | 16 | 30 | 13.9 | 18.3
4088 | 6 | 20 | 8 | 73.94 | 64.4 | 89.06 | 62.06 | 69.08 | 23.3 | 18 | 31.7 | 16.7 | 20.6
4089 | 6 | 20 | 9 | 73.94 | 68 | 91.94 | 64.94 | 73.94 | 23.3 | 20 | 33.3 | 18.3 | 23.3
4090 | 6 | 20 | 10 | 80.06 | 73.76 | 93.02 | 66.02 | 77 | 26.7 | 23.2 | 33.9 | 18.9 | 25
4091 | 6 | 20 | 11 | 81.86 | 78.8 | 98.96 | 69.08 | 80.06 | 27.7 | 26 | 37.2 | 20.6 | 26.7
4092 | 6 | 20 | 12 | 80.96 | 80.6 | 98.96 | 71.06 | 84.02 | 27.2 | 27 | 37.2 | 21.7 | 28.9
4093 | 6 | 20 | 13 | 80.96 | 82.4 | 102.02 | 71.06 | 86 | 27.2 | 28 | 38.9 | 21.7 | 30
4094 | 6 | 20 | 14 | 73.94 | 84.2 | 104 | 73.04 | 87.08 | 23.3 | 29 | 40 | 22.8 | 30.6
4095 | 6 | 20 | 15 | 77.9 | 84.2 | 102.92 | 71.06 | 87.98 | 25.5 | 29 | 39.4 | 21.7 | 31.1
4096 | 6 | 20 | 16 | 78.98 | 84.02 | 102.02 | 71.06 | 87.98 | 26.1 | 28.9 | 38.9 | 21.7 | 31.1
4097 | 6 | 20 | 17 | 63.86 | 83.48 | 102.02 | 71.96 | 87.98 | 17.7 | 28.6 | 38.9 | 22.2 | 31.1
4098 | 6 | 20 | 18 | 63.86 | 81.5 | 100.04 | 69.98 | 87.08 | 17.7 | 27.5 | 37.8 | 21.1 | 30.6
4099 | 6 | 20 | 19 | 62.96 | 78.8 | 96.98 | 66.02 | 82.94 | 17.2 | 26 | 36.1 | 18.9 | 28.3
4100 | 6 | 20 | 20 | 61.88 | 75.2 | 89.06 | 62.06 | 77 | 16.6 | 24 | 31.7 | 16.7 | 25
4101 | 6 | 20 | 21 | 61.88 | 73.4 | 89.06 | 60.98 | 75.02 | 16.6 | 23 | 31.7 | 16.1 | 23.9
4102 | 6 | 20 | 22 | 61.88 | 69.8 | 87.08 | 60.08 | 73.04 | 16.6 | 21 | 30.6 | 15.6 | 22.8
4103 | 6 | 20 | 23 | 61.88 | 71.6 | 86 | 57.92 | 71.96 | 16.6 | 22 | 30 | 14.4 | 22.2
4104 | 6 | 20 | 24 | 59.9 | 69.98 | 84.02 | 59 | 69.08 | 15.5 | 21.1 | 28.9 | 15 | 20.6
4105 | 6 | 21 | 1 | 59.9 | 68.36 | 82.94 | 57.92 | 62.96 | 15.5 | 20.2 | 28.3 | 14.4 | 17.2
4106 | 6 | 21 | 2 | 59 | 67.1 | 80.06 | 51.98 | 59 | 15 | 19.5 | 26.7 | 11.1 | 15
4107 | 6 | 21 | 3 | 59.9 | 66.2 | 80.06 | 51.98 | 59 | 15.5 | 19 | 26.7 | 11.1 | 15
4108 | 6 | 21 | 4 | 59.9 | 63.5 | 78.98 | 46.94 | 57.02 | 15.5 | 17.5 | 26.1 | 8.3 | 13.9
4109 | 6 | 21 | 5 | 59.9 | 61.34 | 78.98 | 42.98 | 55.04 | 15.5 | 16.3 | 26.1 | 6.1 | 12.8
4110 | 6 | 21 | 6 | 62.96 | 62.6 | 80.96 | 51.08 | 62.06 | 17.2 | 17 | 27.2 | 10.6 | 16.7
4111 | 6 | 21 | 7 | 64.94 | 66.2 | 82.04 | 59 | 73.04 | 18.3 | 19 | 27.8 | 15 | 22.8
4112 | 6 | 21 | 8 | 66.92 | 69.8 | 87.08 | 62.06 | 73.04 | 19.4 | 21 | 30.6 | 16.7 | 22.8
4113 | 6 | 21 | 9 | 69.98 | 75.2 | 89.06 | 64.04 | 78.98 | 21.1 | 24 | 31.7 | 17.8 | 26.1
4114 | 6 | 21 | 10 | 73.94 | 80.6 | 93.02 | 66.02 | 82.94 | 23.3 | 27 | 33.9 | 18.9 | 28.3
4115 | 6 | 21 | 11 | 77.9 | 84.2 | 96.08 | 69.98 | 87.08 | 25.5 | 29 | 35.6 | 21.1 | 30.6
4116 | 6 | 21 | 12 | 77.9 | 87.8 | 98.06 | 71.96 | 89.96 | 25.5 | 31 | 36.7 | 22.2 | 32.2
4117 | 6 | 21 | 13 | 77 | 93.2 | 98.06 | 73.94 | 91.94 | 25 | 34 | 36.7 | 23.3 | 33.3
4118 | 6 | 21 | 14 | 77 | 95 | 100.04 | 75.92 | 93.92 | 25 | 35 | 37.8 | 24.4 | 34.4
4119 | 6 | 21 | 15 | 77 | 91.4 | 100.94 | 77 | 93.02 | 25 | 33 | 38.3 | 25 | 33.9
4120 | 6 | 21 | 16 | 73.94 | 91.4 | 96.08 | 75.92 | 95 | 23.3 | 33 | 35.6 | 24.4 | 35
4121 | 6 | 21 | 17 | 74.84 | 87.8 | 82.94 | 75.92 | 93.02 | 23.8 | 31 | 28.3 | 24.4 | 33.9
4122 | 6 | 21 | 18 | 72.86 | 82.4 | 87.08 | 75.92 | 91.94 | 22.7 | 28 | 30.6 | 24.4 | 33.3
4123 | 6 | 21 | 19 | 70.88 | 80.78 | 84.92 | 73.94 | 89.06 | 21.6 | 27.1 | 29.4 | 23.3 | 31.7
4124 | 6 | 21 | 20 | 64.94 | 80.96 | 84.02 | 69.08 | 84.02 | 18.3 | 27.2 | 28.9 | 20.6 | 28.9
4125 | 6 | 21 | 21 | 62.96 | 79.52 | 80.96 | 64.94 | 80.06 | 17.2 | 26.4 | 27.2 | 18.3 | 26.7
4126 | 6 | 21 | 22 | 61.88 | 74.3 | 82.94 | 60.08 | 78.98 | 16.6 | 23.5 | 28.3 | 15.6 | 26.1
4127 | 6 | 21 | 23 | 61.88 | 72.68 | 82.04 | 55.94 | 78.08 | 16.6 | 22.6 | 27.8 | 13.3 | 25.6
4128 | 6 | 21 | 24 | 61.88 | 71.06 | 82.04 | 57.02 | 77 | 16.6 | 21.7 | 27.8 | 13.9 | 25
4129 | 6 | 22 | 1 | 61.88 | 69.62 | 78.08 | 51.98 | 71.96 | 16.6 | 20.9 | 25.6 | 11.1 | 22.2
4130 | 6 | 22 | 2 | 61.88 | 68 | 77 | 48.92 | 69.98 | 16.6 | 20 | 25 | 9.4 | 21.1
4131 | 6 | 22 | 3 | 62.96 | 66.38 | 77 | 51.98 | 68 | 17.2 | 19.1 | 25 | 11.1 | 20
4132 | 6 | 22 | 4 | 62.96 | 66.56 | 75.92 | 50 | 66.02 | 17.2 | 19.2 | 24.4 | 10 | 18.9
4133 | 6 | 22 | 5 | 60.98 | 66.92 | 75.02 | 46.04 | 64.94 | 16.1 | 19.4 | 23.9 | 7.8 | 18.3
4134 | 6 | 22 | 6 | 62.96 | 67.1 | 78.08 | 51.98 | 68 | 17.2 | 19.5 | 25.6 | 11.1 | 20
4135 | 6 | 22 | 7 | 68.9 | 69.08 | 84.92 | 59 | 73.94 | 20.5 | 20.6 | 29.4 | 15 | 23.3
4136 | 6 | 22 | 8 | 74.84 | 68.9 | 87.98 | 66.02 | 78.08 | 23.8 | 20.5 | 31.1 | 18.9 | 25.6
4137 | 6 | 22 | 9 | 77.9 | 72.14 | 93.02 | 71.06 | 82.94 | 25.5 | 22.3 | 33.9 | 21.7 | 28.3
4138 | 6 | 22 | 10 | 74.84 | 77.36 | 93.92 | 75.02 | 87.08 | 23.8 | 25.2 | 34.4 | 23.9 | 30.6
4139 | 6 | 22 | 11 | 69.98 | 82.58 | 95 | 78.98 | 89.06 | 21.1 | 28.1 | 35 | 26.1 | 31.7
4140 | 6 | 22 | 12 | 63.86 | 89.42 | 100.04 | 82.04 | 89.96 | 17.7 | 31.9 | 37.8 | 27.8 | 32.2
4141 | 6 | 22 | 13 | 64.94 | 92.84 | 102.02 | 82.04 | 91.94 | 18.3 | 33.8 | 38.9 | 27.8 | 33.3
4142 | 6 | 22 | 14 | 71.96 | 94.46 | 104 | 87.08 | 93.92 | 22.2 | 34.7 | 40 | 30.6 | 34.4
4143 | 6 | 22 | 15 | 72.86 | 94.1 | 102.02 | 86 | 93.92 | 22.7 | 34.5 | 38.9 | 30 | 34.4
4144 | 6 | 22 | 16 | 73.94 | 92.12 | 102.92 | 87.98 | 95 | 23.3 | 33.4 | 39.4 | 31.1 | 35
4145 | 6 | 22 | 17 | 72.86 | 82.94 | 102.02 | 87.08 | 89.96 | 22.7 | 28.3 | 38.9 | 30.6 | 32.2
4146 | 6 | 22 | 18 | 64.94 | 82.58 | 100.94 | 86 | 87.98 | 18.3 | 28.1 | 38.3 | 30 | 31.1
4147 | 6 | 22 | 19 | 65.84 | 77 | 96.08 | 82.04 | 86 | 18.8 | 25 | 35.6 | 27.8 | 30
4148 | 6 | 22 | 20 | 62.96 | 73.4 | 95 | 78.98 | 82.04 | 17.2 | 23 | 35 | 26.1 | 27.8
4149 | 6 | 22 | 21 | 60.98 | 66.2 | 93.92 | 75.92 | 77 | 16.1 | 19 | 34.4 | 24.4 | 25
4150 | 6 | 22 | 22 | 61.88 | 69.8 | 93.02 | 73.94 | 73.04 | 16.6 | 21 | 33.9 | 23.3 | 22.8
4151 | 6 | 22 | 23 | 60.98 | 69.8 | 89.96 | 69.08 | 73.04 | 16.1 | 21 | 32.2 | 20.6 | 22.8
4152 | 6 | 22 | 24 | 59.9 | 66.2 | 89.06 | 64.94 | 68 | 15.5 | 19 | 31.7 | 18.3 | 20
4153 | 6 | 23 | 1 | 57.92 | 62.6 | 87.98 | 62.96 | 71.96 | 14.4 | 17 | 31.1 | 17.2 | 22.2
4154 | 6 | 23 | 2 | 56.84 | 64.4 | 87.08 | 62.06 | 66.02 | 13.8 | 18 | 30.6 | 16.7 | 18.9
4155 | 6 | 23 | 3 | 56.84 | 64.4 | 82.94 | 60.98 | 64.94 | 13.8 | 18 | 28.3 | 16.1 | 18.3
4156 | 6 | 23 | 4 | 54.86 | 57.2 | 78.08 | 60.08 | 62.06 | 12.7 | 14 | 25.6 | 15.6 | 16.7
4157 | 6 | 23 | 5 | 55.94 | 57.2 | 78.08 | 59 | 60.98 | 13.3 | 14 | 25.6 | 15 | 16.1
4158 | 6 | 23 | 6 | 56.84 | 62.6 | 80.96 | 60.98 | 64.94 | 13.8 | 17 | 27.2 | 16.1 | 18.3
4159 | 6 | 23 | 7 | 59.9 | 69.8 | 87.08 | 64.04 | 71.96 | 15.5 | 21 | 30.6 | 17.8 | 22.2
4160 | 6 | 23 | 8 | 62.96 | 73.4 | 91.94 | 64.94 | 73.04 | 17.2 | 23 | 33.3 | 18.3 | 22.8
4161 | 6 | 23 | 9 | 65.84 | 80.6 | 96.08 | 66.02 | 75.92 | 18.8 | 27 | 35.6 | 18.9 | 24.4
4162 | 6 | 23 | 10 | 68.9 | 84.2 | 98.96 | 69.08 | 82.04 | 20.5 | 29 | 37.2 | 20.6 | 27.8
4163 | 6 | 23 | 11 | 73.94 | 87.8 | 100.94 | 69.98 | 87.08 | 23.3 | 31 | 38.3 | 21.1 | 30.6
4164 | 6 | 23 | 12 | 79.88 | 91.4 | 102.92 | 73.04 | 89.06 | 26.6 | 33 | 39.4 | 22.8 | 31.7
4165 | 6 | 23 | 13 | 83.84 | 91.4 | 105.08 | 73.04 | 91.94 | 28.8 | 33 | 40.6 | 22.8 | 33.3
4166 | 6 | 23 | 14 | 84.92 | 93.2 | 107.06 | 75.02 | 93.92 | 29.4 | 34 | 41.7 | 23.9 | 34.4
4167 | 6 | 23 | 15 | 86 | 93.2 | 105.98 | 75.92 | 95 | 30 | 34 | 41.1 | 24.4 | 35
4168 | 6 | 23 | 16 | 86.9 | 93.2 | 109.04 | 78.08 | 96.08 | 30.5 | 34 | 42.8 | 25.6 | 35.6
4169 | 6 | 23 | 17 | 82.94 | 95 | 107.96 | 75.92 | 93.92 | 28.3 | 35 | 42.2 | 24.4 | 34.4
4170 | 6 | 23 | 18 | 77 | 91.4 | 107.06 | 73.94 | 93.02 | 25 | 33 | 41.7 | 23.3 | 33.9
4171 | 6 | 23 | 19 | 75.92 | 86 | 104 | 71.96 | 89.06 | 24.4 | 30 | 40 | 22.2 | 31.7
4172 | 6 | 23 | 20 | 72.86 | 77 | 100.04 | 69.08 | 82.94 | 22.7 | 25 | 37.8 | 20.6 | 28.3
4173 | 6 | 23 | 21 | 70.88 | 75.2 | 96.98 | 64.94 | 80.06 | 21.6 | 24 | 36.1 | 18.3 | 26.7
4174 | 6 | 23 | 22 | 64.94 | 80.6 | 91.04 | 64.94 | 78.98 | 18.3 | 27 | 32.8 | 18.3 | 26.1
4175 | 6 | 23 | 23 | 60.98 | 71.6 | 93.02 | 60.08 | 78.08 | 16.1 | 22 | 33.9 | 15.6 | 25.6
4176 | 6 | 23 | 24 | 60.98 | 68.72 | 87.08 | 57.02 | 75.92 | 16.1 | 20.4 | 30.6 | 13.9 | 24.4
4177 | 6 | 24 | 1 | 60.98 | 60.26 | 87.08 | 53.06 | 75.92 | 16.1 | 15.7 | 30.6 | 11.7 | 24.4
4178 | 6 | 24 | 2 | 59 | 57.38 | 82.94 | 51.98 | 73.94 | 15 | 14.1 | 28.3 | 11.1 | 23.3
4179 | 6 | 24 | 3 | 57.92 | 52.7 | 84.02 | 51.08 | 71.96 | 14.4 | 11.5 | 28.9 | 10.6 | 22.2
4180 | 6 | 24 | 4 | 56.84 | 53.24 | 84.02 | 50 | 69.98 | 13.8 | 11.8 | 28.9 | 10 | 21.1
4181 | 6 | 24 | 5 | 56.84 | 48.56 | 82.04 | 48.02 | 68 | 13.8 | 9.2 | 27.8 | 8.9 | 20
4182 | 6 | 24 | 6 | 60.98 | 52.88 | 84.92 | 55.94 | 66.92 | 16.1 | 11.6 | 29.4 | 13.3 | 19.4
4183 | 6 | 24 | 7 | 65.84 | 57.2 | 84.92 | 60.98 | 69.98 | 18.8 | 14 | 29.4 | 16.1 | 21.1
4184 | 6 | 24 | 8 | 70.88 | 63.14 | 89.96 | 66.02 | 73.04 | 21.6 | 17.3 | 32.2 | 18.9 | 22.8
4185 | 6 | 24 | 9 | 77.9 | 71.06 | 96.08 | 69.98 | 75.92 | 25.5 | 21.7 | 35.6 | 21.1 | 24.4
4186 | 6 | 24 | 10 | 82.94 | 75.38 | 98.96 | 73.94 | 78.98 | 28.3 | 24.1 | 37.2 | 23.3 | 26.1
4187 | 6 | 24 | 11 | 86.9 | 77.72 | 102.92 | 75.92 | 80.96 | 30.5 | 25.4 | 39.4 | 24.4 | 27.2
4188 | 6 | 24 | 12 | 88.88 | 82.04 | 98.96 | 75.92 | 84.02 | 31.6 | 27.8 | 37.2 | 24.4 | 28.9
4189 | 6 | 24 | 13 | 88.88 | 82.4 | 98.96 | 75.92 | 86 | 31.6 | 28 | 37.2 | 24.4 | 30
4190 | 6 | 24 | 14 | 88.88 | 82.76 | 100.94 | 82.04 | 89.06 | 31.6 | 28.2 | 38.3 | 27.8 | 31.7
4191 | 6 | 24 | 15 | 90.86 | 84.92 | 100.94 | 80.96 | 91.04 | 32.7 | 29.4 | 38.3 | 27.2 | 32.8
4192 | 6 | 24 | 16 | 88.88 | 83.48 | 105.08 | 80.96 | 91.94 | 31.6 | 28.6 | 40.6 | 27.2 | 33.3
4193 | 6 | 24 | 17 | 88.88 | 83.84 | 105.08 | 80.06 | 89.96 | 31.6 | 28.8 | 40.6 | 26.7 | 32.2
4194 | 6 | 24 | 18 | 86.9 | 77.18 | 104 | 78.08 | 80.96 | 30.5 | 25.1 | 40 | 25.6 | 27.2
4195 | 6 | 24 | 19 | 84.92 | 75.74 | 100.04 | 73.94 | 80.96 | 29.4 | 24.3 | 37.8 | 23.3 | 27.2
4196 | 6 | 24 | 20 | 74.84 | 65.3 | 96.98 | 71.96 | 77 | 23.8 | 18.5 | 36.1 | 22.2 | 25
4197 | 6 | 24 | 21 | 71.96 | 69.26 | 95 | 68 | 75.92 | 22.2 | 20.7 | 35 | 20 | 24.4
4198 | 6 | 24 | 22 | 71.96 | 67.82 | 93.92 | 68 | 71.06 | 22.2 | 19.9 | 34.4 | 20 | 21.7
4199 | 6 | 24 | 23 | 70.88 | 62.78 | 93.92 | 62.06 | 68 | 21.6 | 17.1 | 34.4 | 16.7 | 20
4200 | 6 | 24 | 24 | 69.98 | 59.54 | 89.96 | 62.06 | 66.92 | 21.1 | 15.3 | 32.2 | 16.7 | 19.4
4201 | 6 | 25 | 1 | 68 | 56.3 | 89.06 | 57.02 | 66.02 | 20 | 13.5 | 31.7 | 13.9 | 18.9
4202 | 6 | 25 | 2 | 66.92 | 54.86 | 87.08 | 53.96 | 64.04 | 19.4 | 12.7 | 30.6 | 12.2 | 17.8
4203 | 6 | 25 | 3 | 64.94 | 53.42 | 87.08 | 51.98 | 62.96 | 18.3 | 11.9 | 30.6 | 11.1 | 17.2
4204 | 6 | 25 | 4 | 65.84 | 55.76 | 86 | 51.98 | 62.06 | 18.8 | 13.2 | 30 | 11.1 | 16.7
4205 | 6 | 25 | 5 | 64.94 | 56.12 | 82.04 | 48.02 | 60.98 | 18.3 | 13.4 | 27.8 | 8.9 | 16.1
4206 | 6 | 25 | 6 | 70.88 | 58.28 | 80.96 | 53.96 | 62.96 | 21.6 | 14.6 | 27.2 | 12.2 | 17.2
4207 | 6 | 25 | 7 | 77.9 | 64.04 | 87.98 | 60.08 | 69.08 | 25.5 | 17.8 | 31.1 | 15.6 | 20.6
4208 | 6 | 25 | 8 | 81.86 | 66.2 | 91.94 | 66.02 | 75.02 | 27.7 | 19 | 33.3 | 18.9 | 23.9
4209 | 6 | 25 | 9 | 86 | 71.96 | 93.02 | 71.96 | 80.06 | 30 | 22.2 | 33.9 | 22.2 | 26.7
4210 | 6 | 25 | 10 | 86.9 | 77.18 | 93.92 | 78.08 | 82.94 | 30.5 | 25.1 | 34.4 | 25.6 | 28.3
4211 | 6 | 25 | 11 | 86.9 | 80.42 | 96.98 | 78.98 | 86 | 30.5 | 26.9 | 36.1 | 26.1 | 30
4212 | 6 | 25 | 12 | 88.88 | 83.84 | 98.06 | 80.96 | 89.06 | 31.6 | 28.8 | 36.7 | 27.2 | 31.7
4213 | 6 | 25 | 13 | 90.86 | 85.28 | 98.06 | 82.94 | 89.96 | 32.7 | 29.6 | 36.7 | 28.3 | 32.2
4214 | 6 | 25 | 14 | 90.86 | 83.3 | 98.06 | 84.02 | 93.92 | 32.7 | 28.5 | 36.7 | 28.9 | 34.4
4215 | 6 | 25 | 15 | 92.84 | 82.94 | 98.96 | 84.02 | 93.02 | 33.8 | 28.3 | 37.2 | 28.9 | 33.9
4216 | 6 | 25 | 16 | 90.86 | 71.96 | 98.06 | 84.92 | 96.08 | 32.7 | 22.2 | 36.7 | 29.4 | 35.6
4217 | 6 | 25 | 17 | 90.86 | 71.6 | 98.06 | 84.02 | 91.94 | 32.7 | 22 | 36.7 | 28.9 | 33.3
4218 | 6 | 25 | 18 | 88.88 | 69.62 | 96.08 | 82.94 | 91.04 | 31.6 | 20.9 | 35.6 | 28.3 | 32.8
4219 | 6 | 25 | 19 | 84.92 | 64.04 | 93.02 | 80.06 | 86 | 29.4 | 17.8 | 33.9 | 26.7 | 30
4220 | 6 | 25 | 20 | 77.9 | 60.08 | 87.98 | 75.92 | 82.04 | 25.5 | 15.6 | 31.1 | 24.4 | 27.8
4221 | 6 | 25 | 21 | 70.88 | 56.3 | 86 | 73.04 | 78.08 | 21.6 | 13.5 | 30 | 22.8 | 25.6
4222 | 6 | 25 | 22 | 68.9 | 55.94 | 82.94 | 71.06 | 75.02 | 20.5 | 13.3 | 28.3 | 21.7 | 23.9
4223 | 6 | 25 | 23 | 66.92 | 55.76 | 80.06 | 69.08 | 75.92 | 19.4 | 13.2 | 26.7 | 20.6 | 24.4
4224 | 6 | 25 | 24 | 66.92 | 53.6 | 80.06 | 66.02 | 73.94 | 19.4 | 12 | 26.7 | 18.9 | 23.3
4225 | 6 | 26 | 1 | 66.92 | 51.62 | 78.08 | 59 | 71.96 | 19.4 | 10.9 | 25.6 | 15 | 22.2
4226 | 6 | 26 | 2 | 62.96 | 51.26 | 73.94 | 55.94 | 71.06 | 17.2 | 10.7 | 23.3 | 13.3 | 21.7
4227 | 6 | 26 | 3 | 61.88 | 49.28 | 73.04 | 60.08 | 66.02 | 16.6 | 9.6 | 22.8 | 15.6 | 18.9
4228 | 6 | 26 | 4 | 55.94 | 45.5 | 73.94 | 59 | 66.02 | 13.3 | 7.5 | 23.3 | 15 | 18.9
4229 | 6 | 26 | 5 | 61.88 | 41.54 | 71.06 | 53.06 | 59 | 16.6 | 5.3 | 21.7 | 11.7 | 15
4230 | 6 | 26 | 6 | 66.92 | 44.96 | 75.92 | 59 | 66.92 | 19.4 | 7.2 | 24.4 | 15 | 19.4
4231 | 6 | 26 | 7 | 70.88 | 51.8 | 84.02 | 64.94 | 73.04 | 21.6 | 11 | 28.9 | 18.3 | 22.8
4232 | 6 | 26 | 8 | 75.92 | 55.22 | 89.06 | 69.98 | 75.02 | 24.4 | 12.9 | 31.7 | 21.1 | 23.9
4233 | 6 | 26 | 9 | 80.96 | 60.26 | 91.94 | 73.94 | 80.96 | 27.2 | 15.7 | 33.3 | 23.3 | 27.2
4234 | 6 | 26 | 10 | 86.9 | 65.48 | 93.92 | 80.06 | 84.92 | 30.5 | 18.6 | 34.4 | 26.7 | 29.4
4235 | 6 | 26 | 11 | 92.84 | 68.72 | 95 | 82.94 | 87.98 | 33.8 | 20.4 | 35 | 28.3 | 31.1
4236 | 6 | 26 | 12 | 96.98 | 73.94 | 96.98 | 84.02 | 91.04 | 36.1 | 23.3 | 36.1 | 28.9 | 32.8
4237 | 6 | 26 | 13 | 97.88 | 77.72 | 98.96 | 82.94 | 93.92 | 36.6 | 25.4 | 37.2 | 28.3 | 34.4
4238 | 6 | 26 | 14 | 99.86 | 79.7 | 100.04 | 80.06 | 95 | 37.7 | 26.5 | 37.8 | 26.7 | 35
4239 | 6 | 26 | 15 | 102.92 | 78.08 | 100.04 | 78.08 | 98.06 | 39.4 | 25.6 | 37.8 | 25.6 | 36.7
4240 | 6 | 26 | 16 | 101.84 | 80.06 | 102.02 | 77 | 93.92 | 38.8 | 26.7 | 38.9 | 25 | 34.4
4241 | 6 | 26 | 17 | 99.86 | 78.44 | 100.04 | 71.06 | 93.02 | 37.7 | 25.8 | 37.8 | 21.7 | 33.9
4242 | 6 | 26 | 18 | 99.86 | 75.2 | 100.04 | 66.02 | 93.02 | 37.7 | 24 | 37.8 | 18.9 | 33.9
4243 | 6 | 26 | 19 | 95.9 | 69.98 | 95 | 68 | 89.06 | 35.5 | 21.1 | 35 | 20 | 31.7
4244 | 6 | 26 | 20 | 90.86 | 68.36 | 91.04 | 66.02 | 82.94 | 32.7 | 20.2 | 32.8 | 18.9 | 28.3
4245 | 6 | 26 | 21 | 83.84 | 63.14 | 91.04 | 64.94 | 78.98 | 28.8 | 17.3 | 32.8 | 18.3 | 26.1
4246 | 6 | 26 | 22 | 77 | 63.32 | 87.98 | 66.92 | 78.08 | 25 | 17.4 | 31.1 | 19.4 | 25.6
4247 | 6 | 26 | 23 | 73.94 | 63.5 | 86 | 68 | 73.94 | 23.3 | 17.5 | 30 | 20 | 23.3
4248 | 6 | 26 | 24 | 71.96 | 58.28 | 82.94 | 62.96 | 73.04 | 22.2 | 14.6 | 28.3 | 17.2 | 22.8
4249 | 6 | 27 | 1 | 68.9 | 53.06 | 80.06 | 64.04 | 73.94 | 20.5 | 11.7 | 26.7 | 17.8 | 23.3
4250 | 6 | 27 | 2 | 66.92 | 49.64 | 78.98 | 64.04 | 69.98 | 19.4 | 9.8 | 26.1 | 17.8 | 21.1
4251 | 6 | 27 | 3 | 63.86 | 51.62 | 78.08 | 62.06 | 69.98 | 17.7 | 10.9 | 25.6 | 16.7 | 21.1
4252 | 6 | 27 | 4 | 63.86 | 50.18 | 77 | 60.98 | 68 | 17.7 | 10.1 | 25 | 16.1 | 20
4253 | 6 | 27 | 5 | 63.86 | 48.56 | 75.02 | 60.98 | 66.92 | 17.7 | 9.2 | 23.9 | 16.1 | 19.4
4254 | 6 | 27 | 6 | 68.9 | 52.34 | 80.06 | 62.96 | 69.08 | 20.5 | 11.3 | 26.7 | 17.2 | 20.6
4255 | 6 | 27 | 7 | 71.96 | 57.92 | 87.08 | 68 | 77 | 22.2 | 14.4 | 30.6 | 20 | 25
4256 | 6 | 27 | 8 | 74.84 | 63.5 | 91.04 | 71.06 | 80.06 | 23.8 | 17.5 | 32.8 | 21.7 | 26.7
4257 | 6 | 27 | 9 | 77 | 69.08 | 95 | 73.04 | 82.04 | 25 | 20.6 | 35 | 22.8 | 27.8
4258 | 6 | 27 | 10 | 79.88 | 71.24 | 95 | 75.02 | 86 | 26.6 | 21.8 | 35 | 23.9 | 30
4259 | 6 | 27 | 11 | 82.94 | 74.48 | 98.96 | 77 | 89.96 | 28.3 | 23.6 | 37.2 | 25 | 32.2
4260 | 6 | 27 | 12 | 86.9 | 76.64 | 102.92 | 80.06 | 91.04 | 30.5 | 24.8 | 39.4 | 26.7 | 32.8
4261 | 6 | 27 | 13 | 88.88 | 79.7 | 104 | 78.98 | 93.92 | 31.6 | 26.5 | 40 | 26.1 | 34.4
4262 | 6 | 27 | 14 | 90.86 | 80.78 | 105.98 | 77 | 96.98 | 32.7 | 27.1 | 41.1 | 25 | 36.1
4263 | 6 | 27 | 15 | 91.94 | 84.02 | 105.08 | 80.96 | 98.96 | 33.3 | 28.9 | 40.6 | 27.2 | 37.2
4264 | 6 | 27 | 16 | 92.84 | 83.12 | 105.08 | 78.98 | 100.04 | 33.8 | 28.4 | 40.6 | 26.1 | 37.8
4265 | 6 | 27 | 17 | 90.86 | 84.38 | 105.98 | 78.08 | 98.96 | 32.7 | 29.1 | 41.1 | 25.6 | 37.2
4266 | 6 | 27 | 18 | 89.96 | 79.52 | 102.02 | 75.92 | 95 | 32.2 | 26.4 | 38.9 | 24.4 | 35
4267 | 6 | 27 | 19 | 87.98 | 75.56 | 100.94 | 71.96 | 89.96 | 31.1 | 24.2 | 38.3 | 22.2 | 32.2
4268 | 6 | 27 | 20 | 78.98 | 71.78 | 98.06 | 69.08 | 87.98 | 26.1 | 22.1 | 36.7 | 20.6 | 31.1
4269 | 6 | 27 | 21 | 74.84 | 66.92 | 93.92 | 64.04 | 84.92 | 23.8 | 19.4 | 34.4 | 17.8 | 29.4
4270 | 6 | 27 | 22 | 70.88 | 66.92 | 93.02 | 64.94 | 78.98 | 21.6 | 19.4 | 33.9 | 18.3 | 26.1
4271 | 6 | 27 | 23 | 69.98 | 63.86 | 87.98 | 60.98 | 75.92 | 21.1 | 17.7 | 31.1 | 16.1 | 24.4
4272 | 6 | 27 | 24 | 66.92 | 62.96 | 91.04 | 57.02 | 77 | 19.4 | 17.2 | 32.8 | 13.9 | 25
4273 | 6 | 28 | 1 | 66.92 | 62.96 | 89.96 | 57.02 | 75.02 | 19.4 | 17.2 | 32.2 | 13.9 | 23.9
4274 | 6 | 28 | 2 | 64.94 | 61.88 | 84.02 | 53.06 | 71.06 | 18.3 | 16.6 | 28.9 | 11.7 | 21.7
4275 | 6 | 28 | 3 | 61.88 | 60.98 | 84.02 | 53.96 | 69.08 | 16.6 | 16.1 | 28.9 | 12.2 | 20.6
4276 | 6 | 28 | 4 | 60.08 | 59.9 | 82.04 | 51.98 | 69.98 | 15.6 | 15.5 | 27.8 | 11.1 | 21.1
4277 | 6 | 28 | 5 | 59 | 61.88 | 82.04 | 50 | 66.02 | 15 | 16.6 | 27.8 | 10 | 18.9
4278 | 6 | 28 | 6 | 61.88 | 65.84 | 84.92 | 55.04 | 71.06 | 16.6 | 18.8 | 29.4 | 12.8 | 21.7
4279 | 6 | 28 | 7 | 64.94 | 66.92 | 91.04 | 60.98 | 75.92 | 18.3 | 19.4 | 32.8 | 16.1 | 24.4
4280 | 6 | 28 | 8 | 68 | 68.9 | 95 | 68 | 78.98 | 20 | 20.5 | 35 | 20 | 26.1
4281 | 6 | 28 | 9 | 71.96 | 73.94 | 98.96 | 73.04 | 82.94 | 22.2 | 23.3 | 37.2 | 22.8 | 28.3
4282 | 6 | 28 | 10 | 75.92 | 77 | 100.94 | 75.02 | 87.08 | 24.4 | 25 | 38.3 | 23.9 | 30.6
4283 | 6 | 28 | 11 | 79.88 | 80.96 | 102.02 | 78.08 | 91.04 | 26.6 | 27.2 | 38.9 | 25.6 | 32.8
4284 | 6 | 28 | 12 | 84.92 | 81.86 | 104 | 78.98 | 93.92 | 29.4 | 27.7 | 40 | 26.1 | 34.4
4285 | 6 | 28 | 13 | 87.98 | 82.94 | 105.08 | 80.06 | 98.96 | 31.1 | 28.3 | 40.6 | 26.7 | 37.2
4286 | 6 | 28 | 14 | 90.86 | 83.84 | 105.08 | 77 | 100.04 | 32.7 | 28.8 | 40.6 | 25 | 37.8
4287 | 6 | 28 | 15 | 89.96 | 62.96 | 102.92 | 77 | 100.94 | 32.2 | 17.2 | 39.4 | 25 | 38.3
4288 | 6 | 28 | 16 | 88.88 | 63.86 | 104 | 75.02 | 102.02 | 31.6 | 17.7 | 40 | 23.9 | 38.9
4289 | 6 | 28 | 17 | 88.88 | 65.84 | 102.02 | 73.94 | 100.04 | 31.6 | 18.8 | 38.9 | 23.3 | 37.8
4290 | 6 | 28 | 18 | 86 | 65.84 | 100.94 | 73.04 | 93.92 | 30 | 18.8 | 38.3 | 22.8 | 34.4
4291 | 6 | 28 | 19 | 83.84 | 64.94 | 98.06 | 71.06 | 89.96 | 28.8 | 18.3 | 36.7 | 21.7 | 32.2
4292 | 6 | 28 | 20 | 78.98 | 63.86 | 95 | 69.08 | 86 | 26.1 | 17.7 | 35 | 20.6 | 30
4293 | 6 | 28 | 21 | 73.94 | 63.86 | 93.02 | 64.04 | 84.02 | 23.3 | 17.7 | 33.9 | 17.8 | 28.9
4294 | 6 | 28 | 22 | 69.98 | 62.96 | 91.94 | 66.92 | 80.96 | 21.1 | 17.2 | 33.3 | 19.4 | 27.2
4295 | 6 | 28 | 23 | 65.84 | 60.98 | 89.96 | 66.02 | 80.96 | 18.8 | 16.1 | 32.2 | 18.9 | 27.2
4296 | 6 | 28 | 24 | 69.98 | 59.9 | 87.08 | 62.06 | 80.06 | 21.1 | 15.5 | 30.6 | 16.7 | 26.7
4297 | 6 | 29 | 1 | 66.92 | 59 | 86 | 60.98 | 80.06 | 19.4 | 15 | 30 | 16.1 | 26.7
4298 | 6 | 29 | 2 | 64.94 | 55.94 | 82.94 | 62.06 | 75.92 | 18.3 | 13.3 | 28.3 | 16.7 | 24.4
4299 | 6 | 29 | 3 | 64.94 | 54.68 | 82.04 | 60.08 | 73.04 | 18.3 | 12.6 | 27.8 | 15.6 | 22.8
4300 | 6 | 29 | 4 | 61.88 | 55.58 | 82.04 | 59 | 75.92 | 16.6 | 13.1 | 27.8 | 15 | 24.4
4301 | 6 | 29 | 5 | 59.9 | 56.3 | 80.96 | 55.94 | 75.92 | 15.5 | 13.5 | 27.2 | 13.3 | 24.4
4302 | 6 | 29 | 6 | 68 | 60.98 | 80.06 | 60.98 | 75.92 | 20 | 16.1 | 26.7 | 16.1 | 24.4
4303 | 6 | 29 | 7 | 73.94 | 68.9 | 84.02 | 66.02 | 80.96 | 23.3 | 20.5 | 28.9 | 18.9 | 27.2
4304 | 6 | 29 | 8 | 77.9 | 73.58 | 89.06 | 71.06 | 84.92 | 25.5 | 23.1 | 31.7 | 21.7 | 29.4
4305 | 6 | 29 | 9 | 82.94 | 77.36 | 95 | 73.04 | 86 | 28.3 | 25.2 | 35 | 22.8 | 30
4306 | 6 | 29 | 10 | 86 | 78.98 | 96.98 | 75.92 | 89.96 | 30 | 26.1 | 36.1 | 24.4 | 32.2
4307 | 6 | 29 | 11 | 87.98 | 82.94 | 100.94 | 78.98 | 91.04 | 31.1 | 28.3 | 38.3 | 26.1 | 32.8
4308 | 6 | 29 | 12 | 89.96 | 84.74 | 102.92 | 80.96 | 95 | 32.2 | 29.3 | 39.4 | 27.2 | 35
4309 | 6 | 29 | 13 | 91.94 | 89.42 | 105.08 | 82.94 | 98.96 | 33.3 | 31.9 | 40.6 | 28.3 | 37.2
4310 | 6 | 29 | 14 | 90.86 | 90.32 | 105.08 | 82.94 | 98.06 | 32.7 | 32.4 | 40.6 | 28.3 | 36.7
4311 | 6 | 29 | 15 | 90.86 | 91.04 | 105.08 | 82.04 | 100.04 | 32.7 | 32.8 | 40.6 | 27.8 | 37.8
4312 | 6 | 29 | 16 | 88.88 | 87.08 | 104 | 80.06 | 96.08 | 31.6 | 30.6 | 40 | 26.7 | 35.6
4313 | 6 | 29 | 17 | 80.96 | 83.84 | 102.92 | 73.04 | 89.96 | 27.2 | 28.8 | 39.4 | 22.8 | 32.2
4314 | 6 | 29 | 18 | 77 | 81.68 | 102.02 | 68 | 84.92 | 25 | 27.6 | 38.9 | 20 | 29.4
4315 | 6 | 29 | 19 | 73.94 | 78.26 | 98.96 | 66.92 | 80.96 | 23.3 | 25.7 | 37.2 | 19.4 | 27.2
4316 | 6 | 29 | 20 | 72.86 | 75.02 | 95 | 64.94 | 80.06 | 22.7 | 23.9 | 35 | 18.3 | 26.7
4317 | 6 | 29 | 21 | 68.9 | 70.7 | 93.02 | 62.96 | 78.08 | 20.5 | 21.5 | 33.9 | 17.2 | 25.6
4318 | 6 | 29 | 22 | 69.98 | 68.54 | 89.96 | 60.98 | 75.02 | 21.1 | 20.3 | 32.2 | 16.1 | 23.9
4319 | 6 | 29 | 23 | 69.98 | 66.2 | 89.06 | 60.08 | 73.04 | 21.1 | 19 | 31.7 | 15.6 | 22.8
4320 | 6 | 29 | 24 | 68 | 63.86 | 86 | 57.92 | 71.06 | 20 | 17.7 | 30 | 14.4 | 21.7
4321 | 6 | 30 | 1 | 66.92 | 61.7 | 86 | 57.02 | 69.98 | 19.4 | 16.5 | 30 | 13.9 | 21.1
4322 | 6 | 30 | 2 | 64.94 | 58.46 | 84.02 | 55.94 | 64.04 | 18.3 | 14.7 | 28.9 | 13.3 | 17.8
4323 | 6 | 30 | 3 | 63.86 | 56.3 | 82.04 | 55.94 | 64.94 | 17.7 | 13.5 | 27.8 | 13.3 | 18.3
4324 | 6 | 30 | 4 | 66.92 | 52.88 | 82.94 | 53.06 | 62.06 | 19.4 | 11.6 | 28.3 | 11.7 | 16.7
4325 | 6 | 30 | 5 | 68 | 51.98 | 77 | 51.08 | 64.04 | 20 | 11.1 | 25 | 10.6 | 17.8
4326 | 6 | 30 | 6 | 68.9 | 51.98 | 82.04 | 55.94 | 66.92 | 20.5 | 11.1 | 27.8 | 13.3 | 19.4
4327 | 6 | 30 | 7 | 75.92 | 51.98 | 87.08 | 60.08 | 71.06 | 24.4 | 11.1 | 30.6 | 15.6 | 21.7
4328 | 6 | 30 | 8 | 80.96 | 52.88 | 89.06 | 62.06 | 75.02 | 27.2 | 11.6 | 31.7 | 16.7 | 23.9
4329 | 6 | 30 | 9 | 84.92 | 54.86 | 93.92 | 68 | 80.06 | 29.4 | 12.7 | 34.4 | 20 | 26.7
4330 | 6 | 30 | 10 | 86.9 | 54.86 | 98.06 | 69.08 | 84.92 | 30.5 | 12.7 | 36.7 | 20.6 | 29.4
4331 | 6 | 30 | 11 | 90.86 | 56.84 | 100.04 | 71.96 | 87.98 | 32.7 | 13.8 | 37.8 | 22.2 | 31.1
4332 | 6 | 30 | 12 | 92.84 | 59.9 | 102.02 | 73.94 | 89.96 | 33.8 | 15.5 | 38.9 | 23.3 | 32.2
4333 | 6 | 30 | 13 | 93.92 | 59.9 | 104 | 75.02 | 95 | 34.4 | 15.5 | 40 | 23.9 | 35
4334 | 6 | 30 | 14 | 96.98 | 59 | 105.98 | 75.92 | 80.06 | 36.1 | 15 | 41.1 | 24.4 | 26.7
4335 | 6 | 30 | 15 | 95 | 59 | 105.98 | 80.06 | 87.08 | 35 | 15 | 41.1 | 26.7 | 30.6
4336 | 6 | 30 | 16 | 95 | 60.98 | 107.06 | 75.92 | 87.08 | 35 | 16.1 | 41.7 | 24.4 | 30.6
4337 | 6 | 30 | 17 | 90.86 | 60.98 | 104 | 73.94 | 89.06 | 32.7 | 16.1 | 40 | 23.3 | 31.7
4338 | 6 | 30 | 18 | 91.94 | 59.9 | 104 | 71.06 | 89.96 | 33.3 | 15.5 | 40 | 21.7 | 32.2
4339 | 6 | 30 | 19 | 84.92 | 59 | 100.94 | 68 | 86 | 29.4 | 15 | 38.3 | 20 | 30
4340 | 6 | 30 | 20 | 79.88 | 57.92 | 96.98 | 64.94 | 80.96 | 26.6 | 14.4 | 36.1 | 18.3 | 27.2
4341 | 6 | 30 | 21 | 79.88 | 54.86 | 93.02 | 62.96 | 77 | 26.6 | 12.7 | 33.9 | 17.2 | 25
4342 | 6 | 30 | 22 | 77.36 | 54.5 | 90.14 | 61.16 | 75.2 | 25.2 | 12.5 | 32.3 | 16.2 | 24
4343 | 6 | 30 | 23 | 75.02 | 54.32 | 87.26 | 59.18 | 73.58 | 23.9 | 12.4 | 30.7 | 15.1 | 23.1
4344 | 6 | 30 | 24 | 72.5 | 53.96 | 84.38 | 57.38 | 71.78 | 22.5 | 12.2 | 29.1 | 14.1 | 22.1
4345 | 7 | 1 | 1 | 69.98 | 53.78 | 81.68 | 55.58 | 70.16 | 21.1 | 12.1 | 27.6 | 13.1 | 21.2
4346 | 7 | 1 | 2 | 67.46 | 53.42 | 78.8 | 53.78 | 68.36 | 19.7 | 11.9 | 26 | 12.1 | 20.2
4347 | 7 | 1 | 3 | 65.12 | 53.24 | 75.92 | 51.8 | 66.74 | 18.4 | 11.8 | 24.4 | 11 | 19.3
4348 | 7 | 1 | 4 | 62.6 | 52.88 | 73.04 | 50 | 64.94 | 17 | 11.6 | 22.8 | 10 | 18.3
4349 | 7 | 1 | 5 | 62.6 | 52.88 | 71.96 | 53.96 | 64.94 | 17 | 11.6 | 22.2 | 12.2 | 18.3
4350 | 7 | 1 | 6 | 68 | 52.88 | 73.94 | 55.04 | 64.94 | 20 | 11.6 | 23.3 | 12.8 | 18.3
4351 | 7 | 1 | 7 | 73.4 | 54.86 | 82.04 | 62.96 | 64.94 | 23 | 12.7 | 27.8 | 17.2 | 18.3
4352 | 7 | 1 | 8 | 78.8 | 59 | 87.08 | 68 | 64.04 | 26 | 15 | 30.6 | 20 | 17.8
4353 | 7 | 1 | 9 | 78.8 | 62.96 | 91.94 | 75.92 | 66.92 | 26 | 17.2 | 33.3 | 24.4 | 19.4
4354 | 7 | 1 | 10 | 78.8 | 63.86 | 95 | 78.08 | 69.98 | 26 | 17.7 | 35 | 25.6 | 21.1
4355 | 7 | 1 | 11 | 80.6 | 66.92 | 95 | 80.96 | 73.94 | 27 | 19.4 | 35 | 27.2 | 23.3
4356 | 7 | 1 | 12 | 84.2 | 68.9 | 100.04 | 82.94 | 73.04 | 29 | 20.5 | 37.8 | 28.3 | 22.8
4357 | 7 | 1 | 13 | 84.2 | 71.96 | 102.02 | 84.02 | 66.02 | 29 | 22.2 | 38.9 | 28.9 | 18.9
4358 | 7 | 1 | 14 | 86 | 72.86 | 102.02 | 87.08 | 71.96 | 30 | 22.7 | 38.9 | 30.6 | 22.2
4359 | 7 | 1 | 15 | 87.8 | 72.86 | 102.92 | 87.08 | 71.96 | 31 | 22.7 | 39.4 | 30.6 | 22.2
4360 | 7 | 1 | 16 | 86 | 74.84 | 102.92 | 89.06 | 71.96 | 30 | 23.8 | 39.4 | 31.7 | 22.2
4361 | 7 | 1 | 17 | 84.2 | 72.86 | 104 | 89.06 | 73.04 | 29 | 22.7 | 40 | 31.7 | 22.8
4362 | 7 | 1 | 18 | 82.4 | 69.98 | 102.02 | 87.98 | 69.98 | 28 | 21.1 | 38.9 | 31.1 | 21.1
4363 | 7 | 1 | 19 | 78.8 | 68.9 | 98.96 | 84.92 | 71.06 | 26 | 20.5 | 37.2 | 29.4 | 21.7
4364 | 7 | 1 | 20 | 71.6 | 66.92 | 95 | 78.08 | 69.08 | 22 | 19.4 | 35 | 25.6 | 20.6
4365 | 7 | 1 | 21 | 68 | 61.88 | 87.98 | 73.94 | 68 | 20 | 16.6 | 31.1 | 23.3 | 20
4366 | 7 | 1 | 22 | 65.12 | 59.9 | 87.08 | 69.08 | 66.92 | 18.4 | 15.5 | 30.6 | 20.6 | 19.4
4367 | 7 | 1 | 23 | 62.6 | 57.92 | 86 | 69.98 | 66.92 | 17 | 14.4 | 30 | 21.1 | 19.4
4368 | 7 | 1 | 24 | 57.2 | 56.84 | 82.94 | 64.04 | 64.94 | 14 | 13.8 | 28.3 | 17.8 | 18.3
4369 | 7 | 2 | 1 | 55.4 | 57.92 | 82.04 | 62.06 | 64.94 | 13 | 14.4 | 27.8 | 16.7 | 18.3
4370 | 7 | 2 | 2 | 53.6 | 57.2 | 80.96 | 62.06 | 64.04 | 12 | 14 | 27.2 | 16.7 | 17.8
4371 | 7 | 2 | 3 | 51.8 | 57.56 | 80.96 | 60.08 | 62.96 | 11 | 14.2 | 27.2 | 15.6 | 17.2
4372 | 7 | 2 | 4 | 50 | 57.74 | 75.92 | 60.08 | 62.96 | 10 | 14.3 | 24.4 | 15.6 | 17.2
4373 | 7 | 2 | 5 | 48.2 | 58.1 | 75.92 | 55.04 | 62.06 | 9 | 14.5 | 24.4 | 12.8 | 16.7
4374 | 7 | 2 | 6 | 55.4 | 59.54 | 80.06 | 60.98 | 64.94 | 13 | 15.3 | 26.7 | 16.1 | 18.3
4375 | 7 | 2 | 7 | 59 | 60.98 | 86 | 66.92 | 68 | 15 | 16.1 | 30 | 19.4 | 20
4376 | 7 | 2 | 8 | 64.4 | 66.02 | 95 | 73.94 | 71.06 | 18 | 18.9 | 35 | 23.3 | 21.7
4377 | 7 | 2 | 9 | 68 | 69.44 | 98.06 | 80.06 | 73.94 | 20 | 20.8 | 36.7 | 26.7 | 23.3
4378 | 7 | 2 | 10 | 75.2 | 72.86 | 98.96 | 84.92 | 77 | 24 | 22.7 | 37.2 | 29.4 | 25
4379 | 7 | 2 | 11 | 78.8 | 78.08 | 102.02 | 86 | 78.98 | 26 | 25.6 | 38.9 | 30 | 26.1
4380 | 7 | 2 | 12 | 80.6 | 80.42 | 104 | 89.96 | 82.04 | 27 | 26.9 | 40 | 32.2 | 27.8
4381 | 7 | 2 | 13 | 82.4 | 80.78 | 105.98 | 91.04 | 84.92 | 28 | 27.1 | 41.1 | 32.8 | 29.4
4382 | 7 | 2 | 14 | 84.2 | 80.06 | 107.06 | 93.02 | 87.98 | 29 | 26.7 | 41.7 | 33.9 | 31.1
4383 | 7 | 2 | 15 | 84.2 | 68.72 | 109.04 | 93.02 | 89.06 | 29 | 20.4 | 42.8 | 33.9 | 31.7
4384 | 7 | 2 | 16 | 82.4 | 73.4 | 109.04 | 93.92 | 89.96 | 28 | 23 | 42.8 | 34.4 | 32.2
4385 | 7 | 2 | 17 | 82.4 | 73.04 | 107.96 | 93.92 | 87.98 | 28 | 22.8 | 42.2 | 34.4 | 31.1
4386 | 7 | 2 | 18 | 82.4 | 74.66 | 107.06 | 93.02 | 89.06 | 28 | 23.7 | 41.7 | 33.9 | 31.7
4387 | 7 | 2 | 19 | 78.8 | 70.34 | 102.92 | 89.06 | 86 | 26 | 21.3 | 39.4 | 31.7 | 30
4388 | 7 | 2 | 20 | 75.2 | 67.1 | 98.06 | 82.04 | 80.96 | 24 | 19.5 | 36.7 | 27.8 | 27.2
4389 | 7 | 2 | 21 | 73.4 | 63.68 | 91.94 | 82.94 | 78.98 | 23 | 17.6 | 33.3 | 28.3 | 26.1
4390 | 7 | 2 | 22 | 68 | 64.4 | 89.96 | 77 | 77 | 20 | 18 | 32.2 | 25 | 25
4391 | 7 | 2 | 23 | 64.4 | 62.96 | 87.98 | 73.94 | 75.02 | 18 | 17.2 | 31.1 | 23.3 | 23.9
4392 | 7 | 2 | 24 | 62.6 | 57.56 | 87.98 | 71.06 | 73.04 | 17 | 14.2 | 31.1 | 21.7 | 22.8
4393 | 7 | 3 | 1 | 57.2 | 56.3 | 84.92 | 66.02 | 69.08 | 14 | 13.5 | 29.4 | 18.9 | 20.6
4394 | 7 | 3 | 2 | 55.4 | 54.86 | 82.94 | 62.06 | 68 | 13 | 12.7 | 28.3 | 16.7 | 20
4395 | 7 | 3 | 3 | 51.8 | 52.88 | 82.04 | 64.94 | 68 | 11 | 11.6 | 27.8 | 18.3 | 20
4396 | 7 | 3 | 4 | 51.8 | 52.88 | 80.96 | 60.08 | 66.92 | 11 | 11.6 | 27.2 | 15.6 | 19.4
4397 | 7 | 3 | 5 | 51.8 | 54.86 | 80.06 | 59 | 66.02 | 11 | 12.7 | 26.7 | 15 | 18.9
4398 | 7 | 3 | 6 | 51.8 | 57.92 | 80.96 | 62.96 | 68 | 11 | 14.4 | 27.2 | 17.2 | 20
4399 | 7 | 3 | 7 | 51.8 | 60.98 | 91.04 | 69.08 | 71.06 | 11 | 16.1 | 32.8 | 20.6 | 21.7
4400 | 7 | 3 | 8 | 55.4 | 64.94 | 96.08 | 75.92 | 73.94 | 13 | 18.3 | 35.6 | 24.4 | 23.3
4401 | 7 | 3 | 9 | 59 | 66.92 | 98.96 | 80.96 | 78.08 | 15 | 19.4 | 37.2 | 27.2 | 25.6
4402 | 7 | 3 | 10 | 60.8 | 68.9 | 104 | 89.06 | 80.96 | 16 | 20.5 | 40 | 31.7 | 27.2
4403 | 7 | 3 | 11 | 66.2 | 69.98 | 105.98 | 91.94 | 84.02 | 19 | 21.1 | 41.1 | 33.3 | 28.9
4404 | 7 | 3 | 12 | 69.8 | 71.96 | 107.96 | 93.02 | 87.98 | 21 | 22.2 | 42.2 | 33.9 | 31.1
4405 | 7 | 3 | 13 | 71.6 | 73.94 | 109.04 | 95 | 89.06 | 22 | 23.3 | 42.8 | 35 | 31.7
4406 | 7 | 3 | 14 | 73.4 | 75.92 | 109.94 | 96.98 | 91.94 | 23 | 24.4 | 43.3 | 36.1 | 33.3
4407 | 7 | 3 | 15 | 75.2 | 74.84 | 111.02 | 98.06 | 93.02 | 24 | 23.8 | 43.9 | 36.7 | 33.9
4408 | 7 | 3 | 16 | 73.4 | 62.96 | 111.02 | 96.08 | 95 | 23 | 17.2 | 43.9 | 35.6 | 35
4409 | 7 | 3 | 17 | 73.4 | 63.86 | 109.94 | 96.98 | 95 | 23 | 17.7 | 43.3 | 36.1 | 35
4410 | 7 | 3 | 18 | 71.6 | 64.94 | 109.04 | 96.08 | 93.02 | 22 | 18.3 | 42.8 | 35.6 | 33.9
4411 | 7 | 3 | 19 | 69.8 | 64.94 | 107.06 | 91.94 | 89.06 | 21 | 18.3 | 41.7 | 33.3 | 31.7
4412 | 7 | 3 | 20 | 66.2 | 61.52 | 102.02 | 87.98 | 84.92 | 19 | 16.4 | 38.9 | 31.1 | 29.4
4413 | 7 | 3 | 21 | 60.8 | 59.9 | 95 | 82.94 | 80.96 | 16 | 15.5 | 35 | 28.3 | 27.2
4414 | 7 | 3 | 22 | 60.8 | 56.84 | 93.92 | 80.06 | 78.98 | 16 | 13.8 | 34.4 | 26.7 | 26.1
4415 | 7 | 3 | 23 | 59 | 55.94 | 93.02 | 73.94 | 78.08 | 15 | 13.3 | 33.9 | 23.3 | 25.6
4416 | 7 | 3 | 24 | 55.4 | 59.9 | 93.02 | 73.94 | 75.92 | 13 | 15.5 | 33.9 | 23.3 | 24.4
4417 | 7 | 4 | 1 | 51.8 | 61.88 | 87.98 | 66.92 | 75.02 | 11 | 16.6 | 31.1 | 19.4 | 23.9
4418 | 7 | 4 | 2 | 50 | 59.9 | 84.92 | 66.92 | 73.04 | 10 | 15.5 | 29.4 | 19.4 | 22.8
4419 | 7 | 4 | 3 | 49.82 | 59 | 82.94 | 60.98 | 69.98 | 9.9 | 15 | 28.3 | 16.1 | 21.1
4420 | 7 | 4 | 4 | 49.64 | 57.92 | 80.06 | 66.02 | 68 | 9.8 | 14.4 | 26.7 | 18.9 | 20
4421 | 7 | 4 | 5 | 50 | 56.84 | 80.06 | 60.08 | 66.92 | 10 | 13.8 | 26.7 | 15.6 | 19.4
4422 | 7 | 4 | 6 | 55.4 | 57.92 | 87.98 | 64.94 | 69.08 | 13 | 14.4 | 31.1 | 18.3 | 20.6
4423 | 7 | 4 | 7 | 60.8 | 59.9 | 91.94 | 69.98 | 73.04 | 16 | 15.5 | 33.3 | 21.1 | 22.8
4424 | 7 | 4 | 8 | 62.6 | 62.96 | 96.08 | 77 | 75.92 | 17 | 17.2 | 35.6 | 25 | 24.4
4425 | 7 | 4 | 9 | 64.4 | 64.94 | 100.04 | 84.02 | 80.06 | 18 | 18.3 | 37.8 | 28.9 | 26.7
4426 | 7 | 4 | 10 | 68 | 69.98 | 104 | 89.96 | 82.94 | 20 | 21.1 | 40 | 32.2 | 28.3
4427 | 7 | 4 | 11 | 73.4 | 69.98 | 105.98 | 95 | 86 | 23 | 21.1 | 41.1 | 35 | 30
4428 | 7 | 4 | 12 | 77 | 65.84 | 107.96 | 98.06 | 89.96 | 25 | 18.8 | 42.2 | 36.7 | 32.2
4429 | 7 | 4 | 13 | 78.8 | 69.98 | 109.94 | 96.98 | 93.92 | 26 | 21.1 | 43.3 | 36.1 | 34.4
4430 | 7 | 4 | 14 | 82.4 | 68 | 109.94 | 100.04 | 95 | 28 | 20 | 43.3 | 37.8 | 35
4431 | 7 | 4 | 15 | 80.6 | 61.88 | 111.92 | 98.06 | 96.08 | 27 | 16.6 | 44.4 | 36.7 | 35.6
4432 | 7 | 4 | 16 | 82.4 | 60.98 | 109.94 | 98.96 | 96.08 | 28 | 16.1 | 43.3 | 37.2 | 35.6
4433 | 7 | 4 | 17 | 82.4 | 63.86 | 111.02 | 96.98 | 96.98 | 28 | 17.7 | 43.9 | 36.1 | 36.1
4434 | 7 | 4 | 18 | 77 | 64.94 | 109.04 | 95 | 93.02 | 25 | 18.3 | 42.8 | 35 | 33.9
4435 | 7 | 4 | 19 | 75.2 | 61.88 | 105.08 | 91.04 | 89.96 | 24 | 16.6 | 40.6 | 32.8 | 32.2
4436 | 7 | 4 | 20 | 73.4 | 59 | 102.02 | 87.08 | 84.92 | 23 | 15 | 38.9 | 30.6 | 29.4
4437 | 7 | 4 | 21 | 68 | 59 | 98.06 | 84.02 | 80.96 | 20 | 15 | 36.7 | 28.9 | 27.2
4438 | 7 | 4 | 22 | 62.6 | 57.92 | 96.08 | 80.06 | 78.98 | 17 | 14.4 | 35.6 | 26.7 | 26.1
4439 | 7 | 4 | 23 | 60.8 | 56.84 | 95 | 78.08 | 78.08 | 16 | 13.8 | 35 | 25.6 | 25.6
4440 | 7 | 4 | 24 | 60.8 | 55.94 | 96.08 | 75.92 | 73.94 | 16 | 13.3 | 35.6 | 24.4 | 23.3
4441 | 7 | 5 | 1 | 60.8 | 54.86 | 91.94 | 69.08 | 73.04 | 16 | 12.7 | 33.3 | 20.6 | 22.8
4442 | 7 | 5 | 2 | 60.8 | 52.88 | 91.04 | 64.04 | 71.96 | 16 | 11.6 | 32.8 | 17.8 | 22.2
4443 | 7 | 5 | 3 | 60.8 | 51.98 | 89.06 | 64.04 | 71.06 | 16 | 11.1 | 31.7 | 17.8 | 21.7
4444 | 7 | 5 | 4 | 59 | 50.9 | 84.92 | 62.96 | 71.96 | 15 | 10.5 | 29.4 | 17.2 | 22.2
4445 | 7 | 5 | 5 | 59 | 50 | 82.94 | 60.08 | 71.96 | 15 | 10 | 28.3 | 15.6 | 22.2
4446 | 7 | 5 | 6 | 60.8 | 51.98 | 82.94 | 62.96 | 71.96 | 16 | 11.1 | 28.3 | 17.2 | 22.2
4447 | 7 | 5 | 7 | 62.6 | 54.86 | 89.06 | 71.96 | 75.92 | 17 | 12.7 | 31.7 | 22.2 | 24.4
4448 | 7 | 5 | 8 | 66.2 | 62.96 | 93.02 | 77 | 78.08 | 19 | 17.2 | 33.9 | 25 | 25.6
4449 | 7 | 5 | 9 | 71.6 | 68 | 96.08 | 84.02 | 80.96 | 22 | 20 | 35.6 | 28.9 | 27.2
4450 | 7 | 5 | 10 | 75.2 | 74.84 | 98.06 | 87.98 | 84.92 | 24 | 23.8 | 36.7 | 31.1 | 29.4
4451 | 7 | 5 | 11 | 75.2 | 77 | 100.94 | 91.04 | 86 | 24 | 25 | 38.3 | 32.8 | 30
4452 | 7 | 5 | 12 | 78.8 | 77 | 104 | 96.08 | 87.08 | 26 | 25 | 40 | 35.6 | 30.6
4453 | 7 | 5 | 13 | 78.8 | 78.98 | 107.96 | 96.08 | 89.06 | 26 | 26.1 | 42.2 | 35.6 | 31.7
4454 | 7 | 5 | 14 | 78.8 | 78.98 | 109.04 | 96.08 | 91.04 | 26 | 26.1 | 42.8 | 35.6 | 32.8
4455 | 7 | 5 | 15 | 77 | 78.98 | 109.94 | 96.08 | 91.94 | 25 | 26.1 | 43.3 | 35.6 | 33.3
4456 | 7 | 5 | 16 | 73.4 | 79.88 | 105.98 | 95 | 91.04 | 23 | 26.6 | 41.1 | 35 | 32.8
4457 | 7 | 5 | 17 | 73.4 | 79.88 | 100.04 | 93.02 | 91.94 | 23 | 26.6 | 37.8 | 33.9 | 33.3
4458 | 7 | 5 | 18 | 71.6 | 78.98 | 100.04 | 91.04 | 87.08 | 22 | 26.1 | 37.8 | 32.8 | 30.6
4459 | 7 | 5 | 19 | 66.2 | 73.94 | 98.96 | 87.98 | 84.92 | 19 | 23.3 | 37.2 | 31.1 | 29.4
4460 | 7 | 5 | 20 | 60.8 | 69.98 | 96.98 | 84.02 | 82.04 | 16 | 21.1 | 36.1 | 28.9 | 27.8
4461 | 7 | 5 | 21 | 59 | 66.92 | 93.02 | 78.08 | 80.06 | 15 | 19.4 | 33.9 | 25.6 | 26.7
4462 | 7 | 5 | 22 | 53.6 | 63.86 | 91.94 | 75.92 | 78.08 | 12 | 17.7 | 33.3 | 24.4 | 25.6
4463 | 7 | 5 | 23 | 55.4 | 64.94 | 89.96 | 71.96 | 77 | 13 | 18.3 | 32.2 | 22.2 | 25
4464 | 7 | 5 | 24 | 55.4 | 57.92 | 89.96 | 66.92 | 77 | 13 | 14.4 | 32.2 | 19.4 | 25
4465 | 7 | 6 | 1 | 53.6 | 54.86 | 89.06 | 64.94 | 75.02 | 12 | 12.7 | 31.7 | 18.3 | 23.9
4466 | 7 | 6 | 2 | 55.4 | 52.88 | 86 | 60.08 | 71.96 | 13 | 11.6 | 30 | 15.6 | 22.2
4467 | 7 | 6 | 3 | 57.2 | 52.88 | 87.98 | 59 | 71.06 | 14 | 11.6 | 31.1 | 15 | 21.7
4468 | 7 | 6 | 4 | 57.2 | 50.9 | 84.92 | 57.92 | 69.08 | 14 | 10.5 | 29.4 | 14.4 | 20.6
4469 | 7 | 6 | 5 | 57.2 | 51.98 | 84.02 | 55.04 | 68 | 14 | 11.1 | 28.9 | 12.8 | 20
4470 | 7 | 6 | 6 | 62.6 | 56.84 | 84.92 | 59 | 71.06 | 17 | 13.8 | 29.4 | 15 | 21.7
4471 | 7 | 6 | 7 | 69.8 | 60.98 | 86 | 68 | 73.94 | 21 | 16.1 | 30 | 20 | 23.3
4472 | 7 | 6 | 8 | 75.2 | 66.92 | 89.96 | 71.96 | 78.08 | 24 | 19.4 | 32.2 | 22.2 | 25.6
4473 | 7 | 6 | 9 | 80.6 | 73.94 | 91.94 | 82.04 | 80.96 | 27 | 23.3 | 33.3 | 27.8 | 27.2
4474 | 7 | 6 | 10 | 80.6 | 77.9 | 91.94 | 87.08 | 84.92 | 27 | 25.5 | 33.3 | 30.6 | 29.4
4475 | 7 | 6 | 11 | 84.2 | 81.86 | 91.94 | 89.96 | 87.98 | 29 | 27.7 | 33.3 | 32.2 | 31.1
4476 | 7 | 6 | 12 | 87.8 | 86.9 | 96.08 | 93.02 | 89.96 | 31 | 30.5 | 35.6 | 33.9 | 32.2
4477 | 7 | 6 | 13 | 87.8 | 89.96 | 96.98 | 93.92 | 93.02 | 31 | 32.2 | 36.1 | 34.4 | 33.9
4478 | 7 | 6 | 14 | 89.6 | 90.86 | 100.04 | 93.92 | 95 | 32 | 32.7 | 37.8 | 34.4 | 35
4479 | 7 | 6 | 15 | 87.8 | 87.98 | 100.04 | 93.02 | 95 | 31 | 31.1 | 37.8 | 33.9 | 35
4480 | 7 | 6 | 16 | 86 | 90.86 | 95 | 91.94 | 96.08 | 30 | 32.7 | 35 | 33.3 | 35.6
4481 | 7 | 6 | 17 | 82.4 | 88.88 | 93.92 | 91.04 | 96.08 | 28 | 31.6 | 34.4 | 32.8 | 35.6
4482 | 7 | 6 | 18 | 80.6 | 83.84 | 89.96 | 89.06 | 86 | 27 | 28.8 | 32.2 | 31.7 | 30
4483 | 7 | 6 | 19 | 78.8 | 79.88 | 89.06 | 84.92 | 86 | 26 | 26.6 | 31.7 | 29.4 | 30
4484 | 7 | 6 | 20 | 71.6 | 74.84 | 89.06 | 80.96 | 84.02 | 22 | 23.8 | 31.7 | 27.2 | 28.9
4485 | 7 | 6 | 21 | 68 | 69.98 | 87.98 | 77 | 84.02 | 20 | 21.1 | 31.1 | 25 | 28.9
4486 | 7 | 6 | 22 | 71.6 | 69.98 | 86 | 75.02 | 82.94 | 22 | 21.1 | 30 | 23.9 | 28.3
4487 | 7 | 6 | 23 | 68 | 69.98 | 87.08 | 71.06 | 82.04 | 20 | 21.1 | 30.6 | 21.7 | 27.8
4488 | 7 | 6 | 24 | 64.4 | 63.86 | 84.92 | 66.02 | 71.96 | 18 | 17.7 | 29.4 | 18.9 | 22.2
4489 | 7 | 7 | 1 | 66.2 | 59 | 84.02 | 60.08 | 69.08 | 19 | 15 | 28.9 | 15.6 | 20.6
4490 | 7 | 7 | 2 | 64.4 | 57.92 | 82.04 | 59 | 69.98 | 18 | 14.4 | 27.8 | 15 | 21.1
4491 | 7 | 7 | 3 | 64.4 | 56.3 | 82.94 | 57.02 | 68 | 18 | 13.5 | 28.3 | 13.9 | 20
4492 | 7 | 7 | 4 | 60.8 | 54.86 | 82.04 | 55.04 | 66.02 | 16 | 12.7 | 27.8 | 12.8 | 18.9
4493 | 7 | 7 | 5 | 59 | 54.86 | 78.98 | 53.96 | 68 | 15 | 12.7 | 26.1 | 12.2 | 20
4494 | 7 | 7 | 6 | 62.6 | 59.9 | 82.04 | 60.08 | 66.92 | 17 | 15.5 | 27.8 | 15.6 | 19.4
4495 | 7 | 7 | 7 | 69.8 | 63.86 | 87.08 | 64.04 | 71.06 | 21 | 17.7 | 30.6 | 17.8 | 21.7
4496 | 7 | 7 | 8 | 77 | 73.94 | 87.98 | 71.06 | 78.08 | 25 | 23.3 | 31.1 | 21.7 | 25.6
4497 | 7 | 7 | 9 | 80.6 | 78.98 | 89.06 | 75.92 | 82.04 | 27 | 26.1 | 31.7 | 24.4 | 27.8
4498 | 7 | 7 | 10 | 84.2 | 82.94 | 93.92 | 82.94 | 84.02 | 29 | 28.3 | 34.4 | 28.3 | 28.9
4499 | 7 | 7 | 11 | 84.2 | 86 | 96.98 | 87.08 | 84.92 | 29 | 30 | 36.1 | 30.6 | 29.4
4500 | 7 | 7 | 12 | 87.8 | 89.96 | 98.96 | 89.96 | 89.96 | 31 | 32.2 | 37.2 | 32.2 | 32.2
4501 | 7 | 7 | 13 | 89.6 | 92.84 | 100.94 | 91.94 | 91.94 | 32 | 33.8 | 38.3 | 33.3 | 33.3
4502 | 7 | 7 | 14 | 89.6 | 95 | 98.96 | 91.94 | 93.02 | 32 | 35 | 37.2 | 33.3 | 33.9
4503 | 7 | 7 | 15 | 87.8 | 95 | 93.92 | 91.94 | 91.04 | 31 | 35 | 34.4 | 33.3 | 32.8
4504 | 7 | 7 | 16 | 89.6 | 95 | 95 | 89.96 | 87.98 | 32 | 35 | 35 | 32.2 | 31.1
4505 | 7 | 7 | 17 | 86 | 93.92 | 87.08 | 89.06 | 69.98 | 30 | 34.4 | 30.6 | 31.7 | 21.1
4506 | 7 | 7 | 18 | 77 | 91.94 | 87.08 | 89.06 | 64.94 | 25 | 33.3 | 30.6 | 31.7 | 18.3
4507 | 7 | 7 | 19 | 75.2 | 80.96 | 87.08 | 84.92 | 66.92 | 24 | 27.2 | 30.6 | 29.4 | 19.4
4508 | 7 | 7 | 20 | 75.2 | 78.98 | 89.06 | 82.04 | 66.92 | 24 | 26.1 | 31.7 | 27.8 | 19.4
4509 | 7 | 7 | 21 | 71.6 | 72.86 | 87.98 | 78.08 | 64.94 | 22 | 22.7 | 31.1 | 25.6 | 18.3
4510 | 7 | 7 | 22 | 68 | 70.88 | 84.92 | 77 | 64.04 | 20 | 21.6 | 29.4 | 25 | 17.8
4511 | 7 | 7 | 23 | 66.2 | 68 | 80.06 | 75.02 | 64.04 | 19 | 20 | 26.7 | 23.9 | 17.8
4512 | 7 | 7 | 24 | 64.4 | 58.64 | 73.04 | 71.06 | 62.96 | 18 | 14.8 | 22.8 | 21.7 | 17.2
4513 | 7 | 8 | 1 | 66.2 | 58.46 | 73.04 | 71.06 | 62.06 | 19 | 14.7 | 22.8 | 21.7 | 16.7
4514 | 7 | 8 | 2 | 62.6 | 55.22 | 73.04 | 64.94 | 62.06 | 17 | 12.9 | 22.8 | 18.3 | 16.7
4515 | 7 | 8 | 3 | 62.6 | 51.98 | 73.04 | 66.02 | 60.98 | 17 | 11.1 | 22.8 | 18.9 | 16.1
4516 | 7 | 8 | 4 | 59 | 47.84 | 71.96 | 59 | 60.98 | 15 | 8.8 | 22.2 | 15 | 16.1
4517 | 7 | 8 | 5 | 60.8 | 45.5 | 71.96 | 60.98 | 62.06 | 16 | 7.5 | 22.2 | 16.1 | 16.7
4518 | 7 | 8 | 6 | 62.6 | 53.24 | 73.94 | 60.98 | 64.04 | 17 | 11.8 | 23.3 | 16.1 | 17.8
4519 | 7 | 8 | 7 | 71.6 | 57.02 | 78.08 | 69.08 | 66.92 | 22 | 13.9 | 25.6 | 20.6 | 19.4
4520 | 7 | 8 | 8 | 77 | 63.68 | 80.96 | 73.04 | 69.98 | 25 | 17.6 | 27.2 | 22.8 | 21.1
4521 | 7 | 8 | 9 | 82.4 | 75.74 | 84.02 | 78.08 | 73.04 | 28 | 24.3 | 28.9 | 25.6 | 22.8
4522 | 7 | 8 | 10 | 86 | 76.46 | 87.08 | 84.02 | 77 | 30 | 24.7 | 30.6 | 28.9 | 25
4523 | 7 | 8 | 11 | 89.6 | 75.2 | 87.98 | 86 | 80.96 | 32 | 24 | 31.1 | 30 | 27.2
4524 | 7 | 8 | 12 | 88.7 | 75.92 | 89.06 | 87.98 | 84.92 | 31.5 | 24.4 | 31.7 | 31.1 | 29.4
4525 | 7 | 8 | 13 | 87.08 | 77.72 | 89.96 | 91.04 | 87.98 | 30.6 | 25.4 | 32.2 | 32.8 | 31.1
4526 | 7 | 8 | 14 | 84.2 | 77.9 | 89.06 | 91.04 | 89.96 | 29 | 25.5 | 31.7 | 32.8 | 32.2
4527 | 7 | 8 | 15 | 78.8 | 77 | 87.08 | 89.06 | 91.04 | 26 | 25 | 30.6 | 31.7 | 32.8
4528 | 7 | 8 | 16 | 82.4 | 76.82 | 87.08 | 87.98 | 87.98 | 28 | 24.9 | 30.6 | 31.1 | 31.1
4529 | 7 | 8 | 17 | 80.6 | 76.1 | 87.98 | 84.92 | 82.94 | 27 | 24.5 | 31.1 | 29.4 | 28.3
4530 | 7 | 8 | 18 | 82.4 | 76.1 | 87.98 | 82.04 | 80.96 | 28 | 24.5 | 31.1 | 27.8 | 27.2
4531 | 7 | 8 | 19 | 77 | 74.3 | 82.94 | 78.98 | 75.02 | 25 | 23.5 | 28.3 | 26.1 | 23.9
4532 | 7 | 8 | 20 | 69.8 | 72.5 | 82.94 | 75.02 | 71.96 | 21 | 22.5 | 28.3 | 23.9 | 22.2
4533 | 7 | 8 | 21 | 69.8 | 71.24 | 80.06 | 71.96 | 66.92 | 21 | 21.8 | 26.7 | 22.2 | 19.4
4534 | 7 | 8 | 22 | 68 | 70.52 | 78.98 | 71.06 | 66.92 | 20 | 21.4 | 26.1 | 21.7 | 19.4
4535 | 7 | 8 | 23 | 64.4 | 70.52 | 78.08 | 69.98 | 66.92 | 18 | 21.4 | 25.6 | 21.1 | 19.4
4536 | 7 | 8 | 24 | 62.6 | 67.1 | 75.92 | 68 | 66.92 | 17 | 19.5 | 24.4 | 20 | 19.4
4537 | 7 | 9 | 1 | 62.6 | 63.86 | 75.92 | 62.06 | 66.92 | 17 | 17.7 | 24.4 | 16.7 | 19.4
4538 | 7 | 9 | 2 | 64.4 | 61.34 | 77 | 59 | 66.02 | 18 | 16.3 | 25 | 15 | 18.9
4539 | 7 | 9 | 3 | 64.4 | 61.52 | 75.92 | 57.92 | 64.94 | 18 | 16.4 | 24.4 | 14.4 | 18.3
4540 | 7 | 9 | 4 | 57.2 | 62.06 | 73.94 | 55.94 | 64.04 | 14 | 16.7 | 23.3 | 13.3 | 17.8
4541 | 7 | 9 | 5 | 57.2 | 63.14 | 73.94 | 51.98 | 64.04 | 14 | 17.3 | 23.3 | 11.1 | 17.8
4542 | 7 | 9 | 6 | 60.8 | 64.94 | 75.92 | 59 | 64.94 | 16 | 18.3 | 24.4 | 15 | 18.3
4543 | 7 | 9 | 7 | 66.2 | 68.36 | 78.98 | 64.04 | 69.08 | 19 | 20.2 | 26.1 | 17.8 | 20.6
4544 | 7 | 9 | 8 | 71.6 | 71.96 | 84.02 | 69.98 | 71.96 | 22 | 22.2 | 28.9 | 21.1 | 22.2
4545 | 7 | 9 | 9 | 75.2 | 74.48 | 87.08 | 75.92 | 75.02 | 24 | 23.6 | 30.6 | 24.4 | 23.9
4546 | 7 | 9 | 10 | 82.4 | 76.64 | 91.94 | 78.98 | 78.08 | 28 | 24.8 | 33.3 | 26.1 | 25.6
4547 | 7 | 9 | 11 | 86 | 78.08 | 93.02 | 80.96 | 78.98 | 30 | 25.6 | 33.9 | 27.2 | 26.1
4548 | 7 | 9 | 12 | 89.06 | 78.08 | 93.92 | 82.94 | 84.02 | 31.7 | 25.6 | 34.4 | 28.3 | 28.9
4549 | 7 | 9 | 13 | 91.4 | 80.06 | 95 | 84.92 | 84.02 | 33 | 26.7 | 35 | 29.4 | 28.9
4550 | 7 | 9 | 14 | 95 | 80.06 | 96.98 | 86 | 80.06 | 35 | 26.7 | 36.1 | 30 | 26.7
4551 | 7 | 9 | 15 | 89.6 | 75.38 | 98.06 | 86 | 82.94 | 32 | 24.1 | 36.7 | 30 | 28.3
4552 | 7 | 9 | 16 | 89.6 | 75.38 | 98.06 | 86 | 82.94 | 32 | 24.1 | 36.7 | 30 | 28.3
4553 | 7 | 9 | 17 | 86 | 77.36 | 98.96 | 84.02 | 82.04 | 30 | 25.2 | 37.2 | 28.9 | 27.8
4554 | 7 | 9 | 18 | 82.4 | 76.28 | 96.98 | 80.96 | 77 | 28 | 24.6 | 36.1 | 27.2 | 25
4555 | 7 | 9 | 19 | 77 | 74.48 | 95 | 78.08 | 75.02 | 25 | 23.6 | 35 | 25.6 | 23.9
4556 | 7 | 9 | 20 | 73.4 | 66.56 | 89.96 | 75.02 | 75.02 | 23 | 19.2 | 32.2 | 23.9 | 23.9
4557 | 7 | 9 | 21 | 69.8 | 66.56 | 89.06 | 73.04 | 73.94 | 21 | 19.2 | 31.7 | 22.8 | 23.3
4558 | 7 | 9 | 22 | 69.8 | 62.6 | 89.06 | 71.96 | 71.06 | 21 | 17 | 31.7 | 22.2 | 21.7
4559 | 7 | 9 | 23 | 69.8 | 59.72 | 86 | 69.08 | 69.98 | 21 | 15.4 | 30 | 20.6 | 21.1
4560 | 7 | 9 | 24 | 68 | 58.64 | 84.02 | 66.02 | 69.08 | 20 | 14.8 | 28.9 | 18.9 | 20.6
4561 | 7 | 10 | 1 | 66.2 | 60.62 | 82.04 | 57.92 | 68 | 19 | 15.9 | 27.8 | 14.4 | 20
4562 | 7 | 10 | 2 | 66.2 | 56.84 | 80.06 | 57.92 | 69.08 | 19 | 13.8 | 26.7 | 14.4 | 20.6
4563 | 7 | 10 | 3 | 64.4 | 56.84 | 78.08 | 57.02 | 68 | 18 | 13.8 | 25.6 | 13.9 | 20
4564 | 7 | 10 | 4 | 62.6 | 49.82 | 73.94 | 59 | 68 | 17 | 9.9 | 23.3 | 15 | 20
4565 | 7 | 10 | 5 | 62.6 | 48.92 | 73.04 | 57.92 | 68 | 17 | 9.4 | 22.8 | 14.4 | 20
4566 | 7 | 10 | 6 | 64.4 | 53.06 | 75.92 | 57.92 | 69.08 | 18 | 11.7 | 24.4 | 14.4 | 20.6
4567 | 7 | 10 | 7 | 68 | 60.08 | 80.96 | 62.96 | 71.06 | 20 | 15.6 | 27.2 | 17.2 | 21.7
4568 | 7 | 10 | 8 | 73.4 | 64.94 | 84.92 | 68 | 71.06 | 23 | 18.3 | 29.4 | 20 | 21.7
4569 | 7 | 10 | 9 | 78.8 | 69.44 | 89.06 | 71.96 | 73.04 | 26 | 20.8 | 31.7 | 22.2 | 22.8
4570 | 7 | 10 | 10 | 82.4 | 73.58 | 91.04 | 77 | 73.94 | 28 | 23.1 | 32.8 | 25 | 23.3
4571 | 7 | 10 | 11 | 86 | 77 | 93.02 | 80.06 | 78.08 | 30 | 25 | 33.9 | 26.7 | 25.6
4572 | 7 | 10 | 12 | 87.8 | 80.06 | 95 | 82.04 | 80.06 | 31 | 26.7 | 35 | 27.8 | 26.7
4573 | 7 | 10 | 13 | 91.4 | 82.94 | 98.06 | 86 | 80.96 | 33 | 28.3 | 36.7 | 30 | 27.2
4574 | 7 | 10 | 14 | 93.2 | 84.02 | 98.96 | 86 | 82.94 | 34 | 28.9 | 37.2 | 30 | 28.3
4575 | 7 | 10 | 15 | 87.8 | 77 | 100.04 | 89.06 | 86 | 31 | 25 | 37.8 | 31.7 | 30
4576 | 7 | 10 | 16 | 89.6 | 74.12 | 100.04 | 89.06 | 89.06 | 32 | 23.4 | 37.8 | 31.7 | 31.7
4577 | 7 | 10 | 17 | 89.6 | 74.12 | 98.96 | 87.98 | 86 | 32 | 23.4 | 37.2 | 31.1 | 30
4578 | 7 | 10 | 18 | 86 | 80.96 | 98.06 | 84.92 | 86 | 30 | 27.2 | 36.7 | 29.4 | 30
4579 | 7 | 10 | 19 | 82.4 | 75.02 | 96.08 | 82.04 | 82.04 | 28 | 23.9 | 35.6 | 27.8 | 27.8
4580 | 7 | 10 | 20 | 80.6 | 72.14 | 91.04 | 78.98 | 80.06 | 27 | 22.3 | 32.8 | 26.1 | 26.7
4581 | 7 | 10 | 21 | 77 | 69.08 | 86 | 75.92 | 78.08 | 25 | 20.6 | 30 | 24.4 | 25.6
4582 | 7 | 10 | 22 | 71.6 | 68.18 | 82.04 | 71.96 | 73.04 | 22 | 20.1 | 27.8 | 22.2 | 22.8
4583 | 7 | 10 | 23 | 73.4 | 67.1 | 82.94 | 71.96 | 71.96 | 23 | 19.5 | 28.3 | 22.2 | 22.2
4584 | 7 | 10 | 24 | 71.6 | 67.1 | 78.98 | 69.08 | 71.96 | 22 | 19.5 | 26.1 | 20.6 | 22.2
4585 | 7 | 11 | 1 | 69.8 | 66.02 | 78.98 | 68 | 73.04 | 21 | 18.9 | 26.1 | 20 | 22.8
4586 | 7 | 11 | 2 | 68 | 68 | 77 | 66.02 | 71.96 | 20 | 20 | 25 | 18.9 | 22.2
4587 | 7 | 11 | 3 | 66.2 | 69.08 | 77 | 64.04 | 68 | 19 | 20.6 | 25 | 17.8 | 20
4588 | 7 | 11 | 4 | 64.4 | 69.08 | 73.94 | 60.08 | 68 | 18 | 20.6 | 23.3 | 15.6 | 20
4589 | 7 | 11 | 5 | 64.4 | 70.16 | 73.94 | 53.96 | 69.98 | 18 | 21.2 | 23.3 | 12.2 | 21.1
4590 | 7 | 11 | 6 | 68 | 71.06 | 78.98 | 62.06 | 69.98 | 20 | 21.7 | 26.1 | 16.7 | 21.1
4591 | 7 | 11 | 7 | 71.6 | 73.04 | 82.94 | 68 | 75.02 | 22 | 22.8 | 28.3 | 20 | 23.9
4592 | 7 | 11 | 8 | 75.2 | 76.1 | 89.06 | 71.96 | 75.92 | 24 | 24.5 | 31.7 | 22.2 | 24.4
4593 | 7 | 11 | 9 | 75.2 | 80.06 | 91.94 | 78.08 | 78.98 | 24 | 26.7 | 33.3 | 25.6 | 26.1
4594 | 7 | 11 | 10 | 80.6 | 82.22 | 95 | 82.04 | 82.04 | 27 | 27.9 | 35 | 27.8 | 27.8
4595 | 7 | 11 | 11 | 86 | 81.5 | 93.02 | 82.04 | 84.02 | 30 | 27.5 | 33.9 | 27.8 | 28.9
4596 | 7 | 11 | 12 | 80.6 | 83.84 | 96.98 | 86 | 87.08 | 27 | 28.8 | 36.1 | 30 | 30.6
4597 | 7 | 11 | 13 | 77 | 85.28 | 98.96 | 89.96 | 87.98 | 25 | 29.6 | 37.2 | 32.2 | 31.1
4598 | 7 | 11 | 14 | 77 | 85.64 | 100.04 | 93.02 | 89.96 | 25 | 29.8 | 37.8 | 33.9 | 32.2
4599 | 7 | 11 | 15 | 75.2 | 81.86 | 100.04 | 93.02 | 91.04 | 24 | 27.7 | 37.8 | 33.9 | 32.8
4600 | 7 | 11 | 16 | 69.8 | 83.12 | 100.94 | 91.04 | 91.94 | 21 | 28.4 | 38.3 | 32.8 | 33.3
4601 | 7 | 11 | 17 | 69.8 | 75.38 | 100.94 | 91.94 | 93.02 | 21 | 24.1 | 38.3 | 33.3 | 33.9
4602 | 7 | 11 | 18 | 69.8 | 66.74 | 98.96 | 89.96 | 89.96 | 21 | 19.3 | 37.2 | 32.2 | 32.2
4603 | 7 | 11 | 19 | 68 | 66.02 | 96.98 | 87.08 | 86 | 20 | 18.9 | 36.1 | 30.6 | 30
4604 | 7 | 11 | 20 | 66.2 | 60.26 | 91.94 | 82.04 | 80.96 | 19 | 15.7 | 33.3 | 27.8 | 27.2
4605 | 7 | 11 | 21 | 64.4 | 59.72 | 89.06 | 80.06 | 80.06 | 18 | 15.4 | 31.7 | 26.7 | 26.7
4606 | 7 | 11 | 22 | 62.6 | 57.02 | 84.92 | 75.02 | 78.08 | 17 | 13.9 | 29.4 | 23.9 | 25.6
4607 | 7 | 11 | 23 | 59 | 55.22 | 84.92 | 73.04 | 77 | 15 | 12.9 | 29.4 | 22.8 | 25
4608 | 7 | 11 | 24 | 59 | 53.6 | 84.92 | 71.96 | 73.04 | 15 | 12 | 29.4 | 22.2 | 22.8
4609 | 7 | 12 | 1 | 59 | 48.74 | 82.94 | 66.92 | 73.04 | 15 | 9.3 | 28.3 | 19.4 | 22.8
4610 | 7 | 12 | 2 | 59 | 47.12 | 82.04 | 60.08 | 71.06 | 15 | 8.4 | 27.8 | 15.6 | 21.7
4611 | 7 | 12 | 3 | 57.2 | 46.4 | 78.98 | 62.06 | 69.08 | 14 | 8 | 26.1 | 16.7 | 20.6
4612 | 7 | 12 | 4 | 57.2 | 46.76 | 77 | 60.08 | 69.08 | 14 | 8.2 | 25 | 15.6 | 20.6
4613 | 7 | 12 | 5 | 57.2 | 46.04 | 78.08 | 60.08 | 69.08 | 14 | 7.8 | 25.6 | 15.6 | 20.6
4614 | 7 | 12 | 6 | 62.6 | 47.48 | 77 | 62.06 | 69.08 | 17 | 8.6 | 25 | 16.7 | 20.6
4615 | 7 | 12 | 7 | 69.8 | 52.7 | 84.92 | 69.08 | 73.04 | 21 | 11.5 | 29.4 | 20.6 | 22.8
4616 | 7 | 12 | 8 | 77 | 55.04 | 91.04 | 73.94 | 75.92 | 25 | 12.8 | 32.8 | 23.3 | 24.4
4617 | 7 | 12 | 9 | 80.6 | 57.2 | 95 | 80.06 | 78.98 | 27 | 14 | 35 | 26.7 | 26.1
4618 | 7 | 12 | 10 | 84.2 | 64.58 | 96.98 | 84.92 | 82.94 | 29 | 18.1 | 36.1 | 29.4 | 28.3
4619 | 7 | 12 | 11 | 86 | 66.74 | 100.94 | 89.96 | 84.02 | 30 | 19.3 | 38.3 | 32.2 | 28.9
4620 | 7 | 12 | 12 | 89.6 | 70.34 | 104 | 91.94 | 86 | 32 | 21.3 | 40 | 33.3 | 30
4621 | 7 | 12 | 13 | 89.6 | 73.58 | 104 | 93.92 | 87.98 | 32 | 23.1 | 40 | 34.4 | 31.1
4622 | 7 | 12 | 14 | 93.2 | 71.78 | 105.08 | 98.06 | 89.96 | 34 | 22.1 | 40.6 | 36.7 | 32.2
4623 | 7 | 12 | 15 | 91.4 | 71.06 | 105.98 | 96.08 | 89.96 | 33 | 21.7 | 41.1 | 35.6 | 32.2
4624 | 7 | 12 | 16 | 89.6 | 70.16 | 105.98 | 93.92 | 89.96 | 32 | 21.2 | 41.1 | 34.4 | 32.2
4625 | 7 | 12 | 17 | 87.8 | 68.72 | 105.98 | 91.94 | 89.96 | 31 | 20.4 | 41.1 | 33.3 | 32.2
4626 | 7 | 12 | 18 | 84.2 | 66.02 | 104 | 89.06 | 89.96 | 29 | 18.9 | 40 | 31.7 | 32.2
4627 | 7 | 12 | 19 | 82.4 | 66.02 | 102.02 | 84.92 | 84.02 | 28 | 18.9 | 38.9 | 29.4 | 28.9
4628 | 7 | 12 | 20 | 77 | 61.16 | 98.96 | 82.04 | 78.98 | 25 | 16.2 | 37.2 | 27.8 | 26.1
4629 | 7 | 12 | 21 | 69.8 | 62.24 | 95 | 80.06 | 75.02 | 21 | 16.8 | 35 | 26.7 | 23.9
4630 | 7 | 12 | 22 | 68 | 61.52 | 93.02 | 77 | 75.02 | 20 | 16.4 | 33.9 | 25 | 23.9
4631 | 7 | 12 | 23 | 66.2 | 59.72 | 89.06 | 75.02 | 71.06 | 19 | 15.4 | 31.7 | 23.9 | 21.7
4632 | 7 | 12 | 24 | 62.6 | 57.92 | 89.06 | 69.98 | 69.98 | 17 | 14.4 | 31.7 | 21.1 | 21.1
4633 | 7 | 13 | 1 | 57.2 | 55.94 | 86 | 66.02 | 69.98 | 14 | 13.3 | 30 | 18.9 | 21.1
4634 | 7 | 13 | 2 | 55.4 | 58.1 | 84.02 | 64.94 | 66.02 | 13 | 14.5 | 28.9 | 18.3 | 18.9
4635 | 7 | 13 | 3 | 59 | 58.28 | 82.94 | 62.96 | 66.02 | 15 | 14.6 | 28.3 | 17.2 | 18.9
4636 | 7 | 13 | 4 | 53.6 | 59.36 | 84.02 | 60.08 | 64.04 | 12 | 15.2 | 28.9 | 15.6 | 17.8
4637 | 7 | 13 | 5 | 53.6 | 58.64 | 82.04 | 60.98 | 62.96 | 12 | 14.8 | 27.8 | 16.1 | 17.2
4638 | 7 | 13 | 6 | 60.8 | 60.8 | 84.02 | 64.94 | 66.92 | 16 | 16 | 28.9 | 18.3 | 19.4
4639 | 7 | 13 | 7 | 62.6 | 62.96 | 91.04 | 71.06 | 73.04 | 17 | 17.2 | 32.8 | 21.7 | 22.8
4640 | 7 | 13 | 8 | 71.6 | 65.84 | 93.92 | 75.02 | 75.02 | 22 | 18.8 | 34.4 | 23.9 | 23.9
4641 | 7 | 13 | 9 | 73.4 | 71.96 | 96.98 | 82.94 | 80.06 | 23 | 22.2 | 36.1 | 28.3 | 26.7
4642 | 7 | 13 | 10 | 75.2 | 73.94 | 98.96 | 84.02 | 84.02 | 24 | 23.3 | 37.2 | 28.9 | 28.9
4643 | 7 | 13 | 11 | 77 | 77 | 100.94 | 87.08 | 86 | 25 | 25 | 38.3 | 30.6 | 30
4644 | 7 | 13 | 12 | 80.6 | 78.98 | 105.08 | 89.06 | 87.98 | 27 | 26.1 | 40.6 | 31.7 | 31.1
4645 | 7 | 13 | 13 | 80.6 | 79.88 | 105.98 | 89.96 | 87.98 | 27 | 26.6 | 41.1 | 32.2 | 31.1
4646 | 7 | 13 | 14 | 84.2 | 80.96 | 107.06 | 91.94 | 91.04 | 29 | 27.2 | 41.7 | 33.3 | 32.8
4647 | 7 | 13 | 15 | 84.2 | 81.86 | 109.04 | 91.04 | 91.94 | 29 | 27.7 | 42.8 | 32.8 | 33.3
4648 | 7 | 13 | 16 | 84.2 | 79.88 | 109.04 | 89.06 | 91.94 | 29 | 26.6 | 42.8 | 31.7 | 33.3
4649 | 7 | 13 | 17 | 84.2 | 80.96 | 107.96 | 87.08 | 87.08 | 29 | 27.2 | 42.2 | 30.6 | 30.6
4650 | 7 | 13 | 18 | 84.2 | 78.98 | 105.08 | 84.02 | 82.04 | 29 | 26.1 | 40.6 | 28.9 | 27.8
4651 | 7 | 13 | 19 | 80.6 | 75.92 | 102.02 | 78.98 | 80.06 | 27 | 24.4 | 38.9 | 26.1 | 26.7
4652 | 7 | 13 | 20 | 75.2 | 71.96 | 98.96 | 75.92 | 78.08 | 24 | 22.2 | 37.2 | 24.4 | 25.6
4653 | 7 | 13 | 21 | 71.6 | 66.92 | 96.08 | 73.04 | 75.02 | 22 | 19.4 | 35.6 | 22.8 | 23.9
4654 | 7 | 13 | 22 | 69.8 | 68 | 91.04 | 71.96 | 73.94 | 21 | 20 | 32.8 | 22.2 | 23.3
4655 | 7 | 13 | 23 | 64.4 | 57.92 | 91.04 | 69.08 | 73.94 | 18 | 14.4 | 32.8 | 20.6 | 23.3
4656 | 7 | 13 | 24 | 62.6 | 57.92 | 89.06 | 66.02 | 73.04 | 17 | 14.4 | 31.7 | 18.9 | 22.8
4657 | 7 | 14 | 1 | 64.4 | 54.86 | 87.98 | 62.96 | 69.98 | 18 | 12.7 | 31.1 | 17.2 | 21.1
4658 | 7 | 14 | 2 | 66.2 | 54.86 | 86 | 57.92 | 69.98 | 19 | 12.7 | 30 | 14.4 | 21.1
4659 | 7 | 14 | 3 | 66.2 | 52.88 | 84.92 | 55.94 | 64.94 | 19 | 11.6 | 29.4 | 13.3 | 18.3
4660 | 7 | 14 | 4 | 64.4 | 52.88 | 82.94 | 53.96 | 64.94 | 18 | 11.6 | 28.3 | 12.2 | 18.3
4661 | 7 | 14 | 5 | 60.8 | 50.9 | 84.02 | 55.04 | 62.96 | 16 | 10.5 | 28.9 | 12.8 | 17.2
4662 | 7 | 14 | 6 | 64.4 | 55.94 | 84.92 | 59 | 68 | 18 | 13.3 | 29.4 | 15 | 20
4663 | 7 | 14 | 7 | 68 | 61.88 | 89.96 | 64.94 | 71.96 | 20 | 16.6 | 32.2 | 18.3 | 22.2
4664 | 7 | 14 | 8 | 73.4 | 69.98 | 95 | 71.96 | 75.02 | 23 | 21.1 | 35 | 22.2 | 23.9
4665 | 7 | 14 | 9 | 75.2 | 74.84 | 98.06 | 75.92 | 78.08 | 24 | 23.8 | 36.7 | 24.4 | 25.6
4666 | 7 | 14 | 10 | 78.8 | 78.98 | 100.04 | 80.96 | 80.96 | 26 | 26.1 | 37.8 | 27.2 | 27.2
4667 | 7 | 14 | 11 | 84.2 | 83.84 | 102.92 | 82.04 | 84.02 | 29 | 28.8 | 39.4 | 27.8 | 28.9
4668 | 7 | 14 | 12 | 87.8 | 82.94 | 100.94 | 84.02 | 86 | 31 | 28.3 | 38.3 | 28.9 | 30
4669 | 7 | 14 | 13 | 88.34 | 82.94 | 102.92 | 86 | 89.96 | 31.3 | 28.3 | 39.4 | 30 | 32.2
4670 | 7 | 14 | 14 | 87.8 | 86 | 104 | 86 | 91.94 | 31 | 30 | 40 | 30 | 33.3
4671 | 7 | 14 | 15 | 89.6 | 84.92 | 104 | 86 | 91.94 | 32 | 29.4 | 40 | 30 | 33.3
4672 | 7 | 14 | 16 | 89.6 | 84.92 | 104 | 86 | 91.94 | 32 | 29.4 | 40 | 30 | 33.3
4673 | 7 | 14 | 17 | 89.6 | 84.92 | 102.02 | 84.02 | 89.96 | 32 | 29.4 | 38.9 | 28.9 | 32.2
4674 | 7 | 14 | 18 | 87.8 | 82.94 | 100.94 | 80.96 | 87.08 | 31 | 28.3 | 38.3 | 27.2 | 30.6
4675 | 7 | 14 | 19 | 86 | 78.98 | 98.96 | 78.08 | 80.96 | 30 | 26.1 | 37.2 | 25.6 | 27.2
4676 | 7 | 14 | 20 | 77 | 73.94 | 96.08 | 73.94 | 77 | 25 | 23.3 | 35.6 | 23.3 | 25
4677 | 7 | 14 | 21 | 73.4 | 68.9 | 91.94 | 71.96 | 75.02 | 23 | 20.5 | 33.3 | 22.2 | 23.9
4678 | 7 | 14 | 22 | 73.4 | 68 | 91.04 | 69.08 | 73.94 | 23 | 20 | 32.8 | 20.6 | 23.3
4679 | 7 | 14 | 23 | 73.4 | 62.96 | 89.96 | 68 | 75.02 | 23 | 17.2 | 32.2 | 20 | 23.9
4680 | 7 | 14 | 24 | 71.6 | 62.96 | 87.98 | 66.02 | 69.98 | 22 | 17.2 | 31.1 | 18.9 | 21.1
4681 | 7 | 15 | 1 | 69.8 | 57.92 | 84.92 | 57.92 | 71.06 | 21 | 14.4 | 29.4 | 14.4 | 21.7
4682 | 7 | 15 | 2 | 68 | 55.94 | 84.02 | 57.02 | 68 | 20 | 13.3 | 28.9 | 13.9 | 20
4683 | 7 | 15 | 3 | 66.2 | 54.86 | 82.04 | 53.96 | 66.92 | 19 | 12.7 | 27.8 | 12.2 | 19.4
4684 | 7 | 15 | 4 | 66.2 | 52.88 | 80.06 | 53.96 | 66.92 | 19 | 11.6 | 26.7 | 12.2 | 19.4
4685 | 7 | 15 | 5 | 62.6 | 51.98 | 78.98 | 53.96 | 64.94 | 17 | 11.1 | 26.1 | 12.2 | 18.3
4686 | 7 | 15 | 6 | 66.2 | 57.92 | 84.02 | 55.94 | 66.02 | 19 | 14.4 | 28.9 | 13.3 | 18.9
4687 | 7 | 15 | 7 | 73.4 | 68 | 89.06 | 62.06 | 71.96 | 23 | 20 | 31.7 | 16.7 | 22.2
4688 | 7 | 15 | 8 | 78.8 | 66.92 | 93.02 | 69.98 | 73.94 | 26 | 19.4 | 33.9 | 21.1 | 23.3
4689 | 7 | 15 | 9 | 84.2 | 71.96 | 96.08 | 73.94 | 80.96 | 29 | 22.2 | 35.6 | 23.3 | 27.2
4690 | 7 | 15 | 10 | 89.6 | 75.92 | 98.06 | 77 | 82.94 | 32 | 24.4 | 36.7 | 25 | 28.3
4691 | 7 | 15 | 11 | 93.2 | 77 | 100.04 | 80.96 | 84.92 | 34 | 25 | 37.8 | 27.2 | 29.4
4692 | 7 | 15 | 12 | 93.2 | 78.98 | 102.02 | 84.92 | 86 | 34 | 26.1 | 38.9 | 29.4 | 30
4693 | 7 | 15 | 13 | 93.2 | 77 | 102.02 | 87.08 | 86 | 34 | 25 | 38.9 | 30.6 | 30
4694 | 7 | 15 | 14 | 95 | 77 | 102.92 | 86 | 87.98 | 35 | 25 | 39.4 | 30 | 31.1
4695 | 7 | 15 | 15 | 95 | 72.86 | 102.92 | 86 | 91.04 | 35 | 22.7 | 39.4 | 30 | 32.8
4696 | 7 | 15 | 16 | 93.2 | 71.96 | 102.92 | 84.92 | 89.06 | 34 | 22.2 | 39.4 | 29.4 | 31.7
4697 | 7 | 15 | 17 | 93.2 | 68.9 | 102.02 | 82.94 | 80.96 | 34 | 20.5 | 38.9 | 28.3 | 27.2
4698 | 7 | 15 | 18 | 91.4 | 63.86 | 100.04 | 80.96 | 68 | 33 | 17.7 | 37.8 | 27.2 | 20
4699 | 7 | 15 | 19 | 89.6 | 64.94 | 98.06 | 75.92 | 66.02 | 32 | 18.3 | 36.7 | 24.4 | 18.9
4700 | 7 | 15 | 20 | 82.4 | 62.96 | 93.92 | 73.94 | 64.94 | 28 | 17.2 | 34.4 | 23.3 | 18.3
4701 | 7 | 15 | 21 | 77 | 57.92 | 91.94 | 71.06 | 64.94 | 25 | 14.4 | 33.3 | 21.7 | 18.3
4702 | 7 | 15 | 22 | 75.2 | 55.94 | 87.98 | 68 | 66.02 | 24 | 13.3 | 31.1 | 20 | 18.9
4703 | 7 | 15 | 23 | 69.8 | 54.86 | 87.98 | 62.96 | 66.92 | 21 | 12.7 | 31.1 | 17.2 | 19.4
4704 | 7 | 15 | 24 | 68 | 53.96 | 87.98 | 60.08 | 64.94 | 20 | 12.2 | 31.1 | 15.6 | 18.3
4705 | 7 | 16 | 1 | 69.8 | 51.98 | 82.94 | 59 | 66.02 | 21 | 11.1 | 28.3 | 15 | 18.9
4706 | 7 | 16 | 2 | 69.8 | 51.98 | 80.96 | 57.02 | 66.02 | 21 | 11.1 | 27.2 | 13.9 | 18.9
4707 | 7 | 16 | 3 | 66.2 | 51.98 | 80.96 | 53.96 | 64.94 | 19 | 11.1 | 27.2 | 12.2 | 18.3
4708 | 7 | 16 | 4 | 62.6 | 50.9 | 80.06 | 53.06 | 64.04 | 17 | 10.5 | 26.7 | 11.7 | 17.8
4709 | 7 | 16 | 5 | 64.4 | 50.9 | 82.04 | 51.98 | 62.96 | 18 | 10.5 | 27.8 | 11.1 | 17.2
4710 | 7 | 16 | 6 | 71.6 | 57.92 | 84.02 | 53.96 | 66.02 | 22 | 14.4 | 28.9 | 12.2 | 18.9
4711 | 7 | 16 | 7 | 78.8 | 61.88 | 87.08 | 62.96 | 69.08 | 26 | 16.6 | 30.6 | 17.2 | 20.6
4712 | 7 | 16 | 8 | 86 | 60.98 | 91.04 | 69.08 | 71.96 | 30 | 16.1 | 32.8 | 20.6 | 22.2
4713 | 7 | 16 | 9 | 91.4 | 61.88 | 93.92 | 75.02 | 75.02 | 33 | 16.6 | 34.4 | 23.9 | 23.9
4714 | 7 | 16 | 10 | 93.2 | 60.98 | 96.08 | 78.98 | 78.08 | 34 | 16.1 | 35.6 | 26.1 | 25.6
4715 | 7 | 16 | 11 | 96.8 | 59.9 | 98.06 | 80.96 | 78.98 | 36 | 15.5 | 36.7 | 27.2 | 26.1
4716 | 7 | 16 | 12 | 96.8 | 59 | 100.04 | 82.94 | 82.94 | 36 | 15 | 37.8 | 28.3 | 28.3
4717 | 7 | 16 | 13 | 98.6 | 62.96 | 100.94 | 82.94 | 84.92 | 37 | 17.2 | 38.3 | 28.3 | 29.4
4718 | 7 | 16 | 14 | 95 | 63.86 | 102.02 | 86 | 87.98 | 35 | 17.7 | 38.9 | 30 | 31.1
4719 | 7 | 16 | 15 | 96.8 | 63.86 | 100.94 | 84.02 | 87.98 | 36 | 17.7 | 38.3 | 28.9 | 31.1
4720 | 7 | 16 | 16 | 95 | 64.94 | 102.92 | 84.02 | 80.06 | 35 | 18.3 | 39.4 | 28.9 | 26.7
4721 | 7 | 16 | 17 | 87.8 | 65.84 | 102.02 | 82.94 | 78.08 | 31 | 18.8 | 38.9 | 28.3 | 25.6
4722 | 7 | 16 | 18 | 86 | 63.86 | 100.04 | 78.98 | 77 | 30 | 17.7 | 37.8 | 26.1 | 25
4723 | 7 | 16 | 19 | 84.2 | 62.96 | 98.06 | 75.92 | 77 | 29 | 17.2 | 36.7 | 24.4 | 25
4724 | 7 | 16 | 20 | 77 | 59.9 | 93.92 | 71.96 | 73.94 | 25 | 15.5 | 34.4 | 22.2 | 23.3
4725 | 7 | 16 | 21 | 75.2 | 55.94 | 93.02 | 69.98 | 73.04 | 24 | 13.3 | 33.9 | 21.1 | 22.8
4726 | 7 | 16 | 22 | 73.4 | 53.96 | 87.98 | 68 | 73.04 | 23 | 12.2 | 31.1 | 20 | 22.8
4727 | 7 | 16 | 23 | 71.6 | 53.96 | 87.98 | 66.92 | 73.04 | 22 | 12.2 | 31.1 | 19.4 | 22.8
4728 | 7 | 16 | 24 | 68 | 56.84 | 87.08 | 66.02 | 71.06 | 20 | 13.8 | 30.6 | 18.9 | 21.7
4729 | 7 | 17 | 1 | 71.6 | 59 | 84.02 | 64.04 | 69.98 | 22 | 15 | 28.9 | 17.8 | 21.1
4730 | 7 | 17 | 2 | 71.6 | 57.92 | 80.96 | 62.06 | 69.08 | 22 | 14.4 | 27.2 | 16.7 | 20.6
4731 | 7 | 17 | 3 | 68 | 54.86 | 80.96 | 59 | 68 | 20 | 12.7 | 27.2 | 15 | 20
4732 | 7 | 17 | 4 | 66.2 | 52.88 | 78.98 | 57.02 | 66.02 | 19 | 11.6 | 26.1 | 13.9 | 18.9
4733 | 7 | 17 | 5 | 66.2 | 51.98 | 82.04 | 57.02 | 66.02 | 19 | 11.1 | 27.8 | 13.9 | 18.9
4734 | 7 | 17 | 6 | 71.6 | 54.32 | 82.04 | 57.92 | 66.02 | 22 | 12.4 | 27.8 | 14.4 | 18.9
4735 | 7 | 17 | 7 | 77 | 59.72 | 87.08 | 62.06 | 66.92 | 25 | 15.4 | 30.6 | 16.7 | 19.4
4736 | 7 | 17 | 8 | 82.4 | 64.04 | 93.02 | 69.98 | 69.08 | 28 | 17.8 | 33.9 | 21.1 | 20.6
4737 | 7 | 17 | 9 | 87.8 | 67.46 | 96.98 | 73.04 | 71.96 | 31 | 19.7 | 36.1 | 22.8 | 22.2
4738 | 7 | 17 | 10 | 93.2 | 70.88 | 100.04 | 75.92 | 78.08 | 34 | 21.6 | 37.8 | 24.4 | 25.6
4739 | 7 | 17 | 11 | 95 | 73.22 | 100.94 | 82.04 | 78.98 | 35 | 22.9 | 38.3 | 27.8 | 26.1
4740 | 7 | 17 | 12 | 96.8 | 76.64 | 102.02 | 84.92 | 82.94 | 36 | 24.8 | 38.9 | 29.4 | 28.3
4741 | 7 | 17 | 13 | 96.8 | 77.9 | 104 | 87.08 | 82.94 | 36 | 25.5 | 40 | 30.6 | 28.3
4742 | 7 | 17 | 14 | 95 | 80.42 | 104 | 87.98 | 82.94 | 35 | 26.9 | 40 | 31.1 | 28.3
4743 | 7 | 17 | 15 | 93.2 | 82.94 | 102.92 | 87.08 | 84.92 | 34 | 28.3 | 39.4 | 30.6 | 29.4
4744 | 7 | 17 | 16 | 89.6 | 82.04 | 104 | 86 | 87.08 | 32 | 27.8 | 40 | 30 | 30.6
4745 | 7 | 17 | 17 | 89.6 | 80.6 | 102.02 | 84.02 | 84.02 | 32 | 27 | 38.9 | 28.9 | 28.9
4746 | 7 | 17 | 18 | 89.6 | 78.98 | 102.02 | 82.94 | 80.06 | 32 | 26.1 | 38.9 | 28.3 | 26.7
4747 | 7 | 17 | 19 | 87.8 | 78.08 | 100.04 | 78.98 | 78.08 | 31 | 25.6 | 37.8 | 26.1 | 25.6
4748 | 7 | 17 | 20 | 86 | 69.08 | 96.98 | 75.02 | 75.92 | 30 | 20.6 | 36.1 | 23.9 | 24.4
4749 | 7 | 17 | 21 | 84.2 | 68.18 | 95 | 73.04 | 71.96 | 29 | 20.1 | 35 | 22.8 | 22.2
4750 | 7 | 17 | 22 | 78.8 | 67.64 | 89.06 | 71.06 | 71.06 | 26 | 19.8 | 31.7 | 21.7 | 21.7
4751 | 7 | 17 | 23 | 77 | 68 | 87.08 | 69.08 | 69.08 | 25 | 20 | 30.6 | 20.6 | 20.6
4752 | 7 | 17 | 24 | 69.8 | 65.84 | 87.08 | 66.02 | 69.08 | 21 | 18.8 | 30.6 | 18.9 | 20.6
4753 | 7 | 18 | 1 | 69.8 | 63.86 | 86 | 64.94 | 69.08 | 21 | 17.7 | 30 | 18.3 | 20.6
4754 | 7 | 18 | 2 | 68 | 60.62 | 82.94 | 62.96 | 69.08 | 20 | 15.9 | 28.3 | 17.2 | 20.6
4755 | 7 | 18 | 3 | 66.2 | 58.46 | 82.04 | 60.98 | 69.08 | 19 | 14.7 | 27.8 | 16.1 | 20.6
4756 | 7 | 18 | 4 | 69.8 | 55.4 | 82.04 | 55.94 | 69.08 | 21 | 13 | 27.8 | 13.3 | 20.6
4757 | 7 | 18 | 5 | 69.8 | 54.32 | 84.02 | 55.04 | 66.92 | 21 | 12.4 | 28.9 | 12.8 | 19.4
4758 | 7 | 18 | 6 | 71.6 | 56.12 | 82.94 | 57.92 | 66.92 | 22 | 13.4 | 28.3 | 14.4 | 19.4
4759 | 7 | 18 | 7 | 75.2 | 60.98 | 89.06 | 64.04 | 71.06 | 24 | 16.1 | 31.7 | 17.8 | 21.7
4760 | 7 | 18 | 8 | 78.8 | 65.84 | 91.94 | 71.06 | 73.94 | 26 | 18.8 | 33.3 | 21.7 | 23.3
4761 | 7 | 18 | 9 | 82.4 | 68.9 | 96.08 | 75.02 | 75.02 | 28 | 20.5 | 35.6 | 23.9 | 23.9
4762 | 7 | 18 | 10 | 87.8 | 73.58 | 98.96 | 78.98 | 78.98 | 31 | 23.1 | 37.2 | 26.1 | 26.1
4763 | 7 | 18 | 11 | 91.4 | 76.46 | 100.94 | 82.04 | 82.94 | 33 | 24.7 | 38.3 | 27.8 | 28.3
4764 | 7 | 18 | 12 | 93.2 | 78.44 | 102.92 | 86 | 87.08 | 34 | 25.8 | 39.4 | 30 | 30.6
4765 | 7 | 18 | 13 | 95 | 78.26 | 102.02 | 87.08 | 89.96 | 35 | 25.7 | 38.9 | 30.6 | 32.2
4766 | 7 | 18 | 14 | 87.8 | 79.16 | 102.02 | 89.06 | 91.94 | 31 | 26.2 | 38.9 | 31.7 | 33.3
4767 | 7 | 18 | 15 | 87.8 | 75.92 | 102.02 | 89.96 | 93.92 | 31 | 24.4 | 38.9 | 32.2 | 34.4
4768 | 7 | 18 | 16 | 86 | 73.76 | 102.02 | 91.04 | 93.02 | 30 | 23.2 | 38.9 | 32.8 | 33.9
4769 | 7 | 18 | 17 | 87.8 | 71.06 | 100.04 | 87.08 | 93.02 | 31 | 21.7 | 37.8 | 30.6 | 33.9
4770 | 7 | 18 | 18 | 86 | 73.04 | 98.06 | 78.08 | 91.04 | 30 | 22.8 | 36.7 | 25.6 | 32.8
4771 | 7 | 18 | 19 | 78.8 | 73.04 | 95 | 73.94 | 87.98 | 26 | 22.8 | 35 | 23.3 | 31.1
4772 | 7 | 18 | 20 | 78.8 | 71.06 | 93.02 | 69.08 | 84.92 | 26 | 21.7 | 33.9 | 20.6 | 29.4
4773 | 7 | 18 | 21 | 75.2 | 66.92 | 91.04 | 71.06 | 82.04 | 24 | 19.4 | 32.8 | 21.7 | 27.8
4774 | 7 | 18 | 22 | 75.2 | 66.92 | 87.08 | 71.96 | 80.06 | 24 | 19.4 | 30.6 | 22.2 | 26.7
4775 | 7 | 18 | 23 | 71.6 | 61.34 | 87.98 | 66.92 | 77 | 22 | 16.3 | 31.1 | 19.4 | 25
4776 | 7 | 18 | 24 | 68 | 59.54 | 84.92 | 66.02 | 75.92 | 20 | 15.3 | 29.4 | 18.9 | 24.4
4777 | 7 | 19 | 1 | 68 | 59.36 | 82.94 | 66.02 | 71.06 | 20 | 15.2 | 28.3 | 18.9 | 21.7
4778 | 7 | 19 | 2 | 66.2 | 57.56 | 82.04 | 64.04 | 69.98 | 19 | 14.2 | 27.8 | 17.8 | 21.1
4779 | 7 | 19 | 3 | 62.6 | 55.58 | 80.06 | 62.96 | 69.98 | 17 | 13.1 | 26.7 | 17.2 | 21.1
4780 | 7 | 19 | 4 | 64.4 | 53.78 | 80.96 | 62.06 | 66.92 | 18 | 12.1 | 27.2 | 16.7 | 19.4
4781 | 7 | 19 | 5 | 66.2 | 53.6 | 78.98 | 62.96 | 64.04 | 19 | 12 | 26.1 | 17.2 | 17.8
4782 | 7 | 19 | 6 | 66.2 | 55.22 | 78.08 | 64.04 | 68 | 19 | 12.9 | 25.6 | 17.8 | 20
4783 | 7 | 19 | 7 | 69.8 | 62.42 | 82.94 | 66.92 | 71.96 | 21 | 16.9 | 28.3 | 19.4 | 22.2
4784 | 7 | 19 | 8 | 73.4 | 69.44 | 87.98 | 71.96 | 75.02 | 23 | 20.8 | 31.1 | 22.2 | 23.9
4785 | 7 | 19 | 9 | 75.2 | 76.64 | 89.96 | 75.92 | 78.98 | 24 | 24.8 | 32.2 | 24.4 | 26.1
4786 | 7 | 19 | 10 | 77 | 83.66 | 93.02 | 80.06 | 82.94 | 25 | 28.7 | 33.9 | 26.7 | 28.3
4787 | 7 | 19 | 11 | 80.6 | 87.08 | 95 | 82.94 | 86 | 27 | 30.6 | 35 | 28.3 | 30
4788 | 7 | 19 | 12 | 84.2 | 88.88 | 96.08 | 89.06 | 89.96 | 29 | 31.6 | 35.6 | 31.7 | 32.2
4789 | 7 | 19 | 13 | 84.2 | 86.9 | 96.98 | 87.08 | 91.04 | 29 | 30.5 | 36.1 | 30.6 | 32.8
4790 | 7 | 19 | 14 | 84.2 | 85.1 | 96.98 | 84.02 | 93.02 | 29 | 29.5 | 36.1 | 28.9 | 33.9
4791 | 7 | 19 | 15 | 78.8 | 84.92 | 96.98 | 66.92 | 96.08 | 26 | 29.4 | 36.1 | 19.4 | 35.6
4792 | 7 | 19 | 16 | 62.6 | 83.12 | 96.98 | 69.98 | 93.92 | 17 | 28.4 | 36.1 | 21.1 | 34.4
4793 | 7 | 19 | 17 | 62.6 | 77.54 | 96.98 | 68 | 91.94 | 17 | 25.3 | 36.1 | 20 | 33.3
4794 | 7 | 19 | 18 | 64.4 | 75.56 | 95 | 68 | 91.04 | 18 | 24.2 | 35 | 20 | 32.8
4795 | 7 | 19 | 19 | 64.4 | 73.76 | 91.94 | 69.08 | 91.04 | 18 | 23.2 | 33.3 | 20.6 | 32.8
4796 | 7 | 19 | 20 | 64.4 | 69.98 | 89.06 | 64.94 | 87.08 | 18 | 21.1 | 31.7 | 18.3 | 30.6
4797 | 7 | 19 | 21 | 62.6 | 68.18 | 87.08 | 59 | 82.04 | 17 | 20.1 | 30.6 | 15 | 27.8
4798 | 7 | 19 | 22 | 60.8 | 64.4 | 84.02 | 64.04 | 80.06 | 16 | 18 | 28.9 | 17.8 | 26.7
4799 | 7 | 19 | 23 | 60.8 | 62.6 | 84.02 | 60.98 | 78.08 | 16 | 17 | 28.9 | 16.1 | 25.6
4800 | 7 | 19 | 24 | 60.8 | 60.62 | 82.04 | 59 | 78.08 | 16 | 15.9 | 27.8 | 15 | 25.6
4801 | 7 | 20 | 1 | 60.8 | 56.84 | 78.08 | 57.92 | 75.02 | 16 | 13.8 | 25.6 | 14.4 | 23.9
4802 | 7 | 20 | 2 | 60.8 | 55.04 | 75.02 | 57.02 | 73.04 | 16 | 12.8 | 23.9 | 13.9 | 22.8
4803 | 7 | 20 | 3 | 59 | 53.06 | 73.04 | 55.94 | 71.96 | 15 | 11.7 | 22.8 | 13.3 | 22.2
4804 | 7 | 20 | 4 | 59 | 52.7 | 69.98 | 53.96 | 69.98 | 15 | 11.5 | 21.1 | 12.2 | 21.1
4805 | 7 | 20 | 5 | 59 | 52.88 | 71.96 | 53.96 | 68 | 15 | 11.6 | 22.2 | 12.2 | 20
4806 | 7 | 20 | 6 | 59 | 58.28 | 75.02 | 55.04 | 69.08 | 15 | 14.6 | 23.9 | 12.8 | 20.6
4807 | 7 | 20 | 7 | 57.2 | 67.1 | 80.06 | 57.02 | 71.06 | 14 | 19.5 | 26.7 | 13.9 | 21.7
4808 | 7 | 20 | 8 | 60.8 | 72.32 | 86 | 64.94 | 75.92 | 16 | 22.4 | 30 | 18.3 | 24.4
4809 | 7 | 20 | 9 | 64.4 | 74.12 | 87.98 | 69.98 | 82.04 | 18 | 23.4 | 31.1 | 21.1 | 27.8
4810 | 7 | 20 | 10 | 68 | 81.14 | 91.04 | 73.04 | 87.08 | 20 | 27.3 | 32.8 | 22.8 | 30.6
4811 | 7 | 20 | 11 | 71.6 | 84.74 | 93.02 | 78.08 | 89.96 | 22 | 29.3 | 33.9 | 25.6 | 32.2
4812 | 7 | 20 | 12 | 73.4 | 84.56 | 93.92 | 82.04 | 93.92 | 23 | 29.2 | 34.4 | 27.8 | 34.4
4813 | 7 | 20 | 13 | 77 | 84.38 | 96.08 | 82.94 | 96.08 | 25 | 29.1 | 35.6 | 28.3 | 35.6
4814 | 7 | 20 | 14 | 77 | 86.18 | 96.98 | 84.92 | 98.96 | 25 | 30.1 | 36.1 | 29.4 | 37.2
4815 | 7 | 20 | 15 | 78.8 | 84.2 | 96.98 | 82.04 | 96.98 | 26 | 29 | 36.1 | 27.8 | 36.1
4816 | 7 | 20 | 16 | 80.6 | 77 | 98.06 | 78.08 | 98.96 | 27 | 25 | 36.7 | 25.6 | 37.2
4817 | 7 | 20 | 17 | 78.8 | 75.02 | 96.08 | 71.06 | 98.06 | 26 | 23.9 | 35.6 | 21.7 | 36.7
4818 | 7 | 20 | 18 | 78.8 | 73.22 | 93.02 | 71.06 | 96.98 | 26 | 22.9 | 33.9 | 21.7 | 36.1
4819 | 7 | 20 | 19 | 73.4 | 73.04 | 89.96 | 69.08 | 93.02 | 23 | 22.8 | 32.2 | 20.6 | 33.9
4820 | 7 | 20 | 20 | 71.6 | 71.06 | 87.98 | 66.02 | 87.08 | 22 | 21.7 | 31.1 | 18.9 | 30.6
4821 | 7 | 20 | 21 | 68 | 70.88 | 86 | 62.06 | 80.96 | 20 | 21.6 | 30 | 16.7 | 27.2
4822 | 7 | 20 | 22 | 68 | 71.06 | 84.92 | 60.98 | 80.96 | 20 | 21.7 | 29.4 | 16.1 | 27.2
4823 | 7 | 20 | 23 | 64.4 | 69.26 | 82.04 | 60.08 | 78.98 | 18 | 20.7 | 27.8 | 15.6 | 26.1
4824 | 7 | 20 | 24 | 62.6 | 67.64 | 78.08 | 57.02 | 77 | 17 | 19.8 | 25.6 | 13.9 | 25
4825 | 7 | 21 | 1 | 62.6 | 65.84 | 77 | 55.94 | 73.94 | 17 | 18.8 | 25 | 13.3 | 23.3
4826 | 7 | 21 | 2 | 60.8 | 64.22 | 75.92 | 55.04 | 71.96 | 16 | 17.9 | 24.4 | 12.8 | 22.2
4827 | 7 | 21 | 3 | 59 | 64.22 | 73.04 | 51.98 | 73.04 | 15 | 17.9 | 22.8 | 11.1 | 22.8
4828 | 7 | 21 | 4 | 59 | 62.6 | 71.96 | 53.06 | 69.98 | 15 | 17 | 22.2 | 11.7 | 21.1
4829 | 7 | 21 | 5 | 60.8 | 59 | 71.96 | 48.92 | 68 | 16 | 15 | 22.2 | 9.4 | 20
4830 | 7 | 21 | 6 | 62.6 | 66.2 | 73.94 | 53.96 | 71.96 | 17 | 19 | 23.3 | 12.2 | 22.2
4831 | 7 | 21 | 7 | 68 | 73.58 | 80.06 | 60.08 | 80.06 | 20 | 23.1 | 26.7 | 15.6 | 26.7
4832 | 7 | 21 | 8 | 73.4 | 78.98 | 84.92 | 64.04 | 84.02 | 23 | 26.1 | 29.4 | 17.8 | 28.9
4833 | 7 | 21 | 9 | 75.2 | 84.56 | 89.06 | 69.08 | 86 | 24 | 29.2 | 31.7 | 20.6 | 30
4834 | 7 | 21 | 10 | 80.6 | 88.16 | 89.96 | 75.02 | 87.98 | 27 | 31.2 | 32.2 | 23.9 | 31.1
4835 | 7 | 21 | 11 | 82.4 | 97.16 | 93.02 | 78.98 | 89.96 | 28 | 36.2 | 33.9 | 26.1 | 32.2
4836 | 7 | 21 | 12 | 86 | 95.54 | 96.98 | 82.04 | 93.02 | 30 | 35.3 | 36.1 | 27.8 | 33.9
4837 | 7 | 21 | 13 | 89.6 | 95.54 | 96.98 | 84.92 | 95 | 32 | 35.3 | 36.1 | 29.4 | 35
4838 | 7 | 21 | 14 | 89.6 | 95.72 | 98.96 | 87.98 | 100.04 | 32 | 35.4 | 37.2 | 31.1 | 37.8
4839 | 7 | 21 | 15 | 91.4 | 92.12 | 98.96 | 89.96 | 100.04 | 33 | 33.4 | 37.2 | 32.2 | 37.8
4840 | 7 | 21 | 16 | 87.8 | 88.7 | 98.96 | 87.98 | 98.96 | 31 | 31.5 | 37.2 | 31.1 | 37.2
4841 | 7 | 21 | 17 | 89.6 | 88.7 | 98.06 | 86 | 100.04 | 32 | 31.5 | 36.7 | 30 | 37.8
4842 | 7 | 21 | 18 | 86 | 88.7 | 96.98 | 86 | 96.98 | 30 | 31.5 | 36.1 | 30 | 36.1
4843 | 7 | 21 | 19 | 80.6 | 83.48 | 93.92 | 82.94 | 93.92 | 27 | 28.6 | 34.4 | 28.3 | 34.4
4844 | 7 | 21 | 20 | 78.8 | 83.48 | 91.04 | 80.06 | 87.08 | 26 | 28.6 | 32.8 | 26.7 | 30.6
4845 | 7 | 21 | 21 | 75.2 | 76.46 | 86 | 75.92 | 86 | 24 | 24.7 | 30 | 24.4 | 30
4846 | 7 | 21 | 22 | 73.4 | 74.66 | 84.92 | 73.94 | 82.94 | 23 | 23.7 | 29.4 | 23.3 | 28.3
4847 | 7 | 21 | 23 | 71.6 | 67.46 | 80.96 | 71.96 | 78.08 | 22 | 19.7 | 27.2 | 22.2 | 25.6
4848 | 7 | 21 | 24 | 69.8 | 67.64 | 80.06 | 69.08 | 75.92 | 21 | 19.8 | 26.7 | 20.6 | 24.4
4849 | 7 | 22 | 1 | 68 | 69.44 | 80.06 | 66.02 | 73.04 | 20 | 20.8 | 26.7 | 18.9 | 22.8
4850 | 7 | 22 | 2 | 66.2 | 67.82 | 78.98 | 64.94 | 73.04 | 19 | 19.9 | 26.1 | 18.3 | 22.8
4851 | 7 | 22 | 3 | 64.4 | 62.42 | 75.92 | 60.08 | 71.06 | 18 | 16.9 | 24.4 | 15.6 | 21.7
4852 | 7 | 22 | 4 | 60.8 | 64.4 | 75.02 | 59 | 69.08 | 16 | 18 | 23.9 | 15 | 20.6
4853 | 7 | 22 | 5 | 59 | 62.6 | 75.92 | 59 | 69.98 | 15 | 17 | 24.4 | 15 | 21.1
4854 | 7 | 22 | 6 | 62.6 | 64.4 | 78.98 | 59 | 71.06 | 17 | 18 | 26.1 | 15 | 21.7
4855 | 7 | 22 | 7 | 68 | 69.98 | 82.94 | 66.92 | 75.92 | 20 | 21.1 | 28.3 | 19.4 | 24.4
4856 | 7 | 22 | 8 | 71.6 | 75.38 | 86 | 73.04 | 80.96 | 22 | 24.1 | 30 | 22.8 | 27.2
4857 | 7 | 22 | 9 | 78.8 | 79.16 | 89.06 | 77 | 86 | 26 | 26.2 | 31.7 | 25 | 30
4858 | 7 | 22 | 10 | 84.2 | 80.96 | 93.02 | 84.02 | 89.96 | 29 | 27.2 | 33.9 | 28.9 | 32.2
4859 | 7 | 22 | 11 | 86 | 75.38 | 96.98 | 87.98 | 93.02 | 30 | 24.1 | 36.1 | 31.1 | 33.9
4860 | 7 | 22 | 12 | 91.4 | 69.08 | 98.06 | 89.06 | 93.92 | 33 | 20.6 | 36.7 | 31.7 | 34.4
4861 | 7 | 22 | 13 | 93.2 | 66.92 | 100.04 | 89.96 | 96.98 | 34 | 19.4 | 37.8 | 32.2 | 36.1
4862 | 7 | 22 | 14 | 89.6 | 64.04 | 100.94 | 89.06 | 100.04 | 32 | 17.8 | 38.3 | 31.7 | 37.8
4863 | 7 | 22 | 15 | 86 | 64.94 | 100.94 | 89.06 | 100.94 | 30 | 18.3 | 38.3 | 31.7 | 38.3
4864 | 7 | 22 | 16 | 87.8 | 62.06 | 102.02 | 82.94 | 98.06 | 31 | 16.7 | 38.9 | 28.3 | 36.7
4865 | 7 | 22 | 17 | 89.6 | 60.98 | 102.02 | 82.94 | 91.04 | 32 | 16.1 | 38.9 | 28.3 | 32.8
4866 | 7 | 22 | 18 | 86 | 59 | 100.04 | 80.96 | 93.02 | 30 | 15 | 37.8 | 27.2 | 33.9
4867 | 7 | 22 | 19 | 80.6 | 59 | 98.06 | 80.06 | 87.98 | 27 | 15 | 36.7 | 26.7 | 31.1
4868 | 7 | 22 | 20 | 76.46 | 59 | 95 | 78.08 | 86 | 24.7 | 15 | 35 | 25.6 | 30
4869 | 7 | 22 | 21 | 73.4 | 59 | 91.04 | 75.02 | 84.92 | 23 | 15 | 32.8 | 23.9 | 29.4
4870 | 7 | 22 | 22 | 73.4 | 58.64 | 91.04 | 69.98 | 80.96 | 23 | 14.8 | 32.8 | 21.1 | 27.2
4871 | 7 | 22 | 23 | 73.4 | 59 | 84.02 | 69.08 | 82.04 | 23 | 15 | 28.9 | 20.6 | 27.8
4872 | 7 | 22 | 24 | 71.6 | 60.08 | 82.94 | 69.08 | 80.96 | 22 | 15.6 | 28.3 | 20.6 | 27.2
4873 | 7 | 23 | 1 | 69.8 | 60.08 | 82.94 | 62.96 | 78.08 | 21 | 15.6 | 28.3 | 17.2 | 25.6
4874 | 7 | 23 | 2 | 68 | 60.08 | 82.04 | 62.06 | 75.92 | 20 | 15.6 | 27.8 | 16.7 | 24.4
4875 | 7 | 23 | 3 | 68 | 59 | 78.98 | 57.92 | 71.96 | 20 | 15 | 26.1 | 14.4 | 22.2
4876 | 7 | 23 | 4 | 66.2 | 59 | 78.08 | 57.92 | 68 | 19 | 15 | 25.6 | 14.4 | 20
4877 | 7 | 23 | 5 | 66.2 | 57.92 | 75.92 | 57.02 | 71.96 | 19 | 14.4 | 24.4 | 13.9 | 22.2
4878 | 7 | 23 | 6 | 68 | 57.02 | 78.98 | 60.08 | 68 | 20 | 13.9 | 26.1 | 15.6 | 20
4879 | 7 | 23 | 7 | 73.4 | 55.94 | 82.94 | 66.92 | 75.02 | 23 | 13.3 | 28.3 | 19.4 | 23.9
4880 | 7 | 23 | 8 | 77 | 55.94 | 87.98 | 71.96 | 80.06 | 25 | 13.3 | 31.1 | 22.2 | 26.7
4881 | 7 | 23 | 9 | 77 | 55.94 | 93.02 | 75.92 | 84.02 | 25 | 13.3 | 33.9 | 24.4 | 28.9
4882 | 7 | 23 | 10 | 84.2 | 57.92 | 96.08 | 82.04 | 87.98 | 29 | 14.4 | 35.6 | 27.8 | 31.1
4883 | 7 | 23 | 11 | 86 | 59 | 98.06 | 86 | 89.96 | 30 | 15 | 36.7 | 30 | 32.2
4884 | 7 | 23 | 12 | 89.6 | 59 | 100.04 | 89.06 | 93.02 | 32 | 15 | 37.8 | 31.7 | 33.9
4885 | 7 | 23 | 13 | 93.2 | 60.08 | 102.02 | 91.04 | 96.08 | 34 | 15.6 | 38.9 | 32.8 | 35.6
4886 | 7 | 23 | 14 | 95 | 60.98 | 102.92 | 91.04 | 98.06 | 35 | 16.1 | 39.4 | 32.8 | 36.7
4887 | 7 | 23 | 15 | 91.4 | 62.96 | 102.92 | 93.92 | 98.06 | 33 | 17.2 | 39.4 | 34.4 | 36.7
4888 | 7 | 23 | 16 | 89.6 | 62.96 | 102.92 | 91.04 | 89.96 | 32 | 17.2 | 39.4 | 32.8 | 32.2
4889 | 7 | 23 | 17 | 77 | 62.06 | 102.02 | 87.98 | 87.08 | 25 | 16.7 | 38.9 | 31.1 | 30.6
4890 | 7 | 23 | 18 | 69.8 | 62.06 | 100.94 | 86 | 84.92 | 21 | 16.7 | 38.3 | 30 | 29.4
4891 | 7 | 23 | 19 | 71.6 | 62.06 | 98.06 | 82.04 | 80.96 | 22 | 16.7 | 36.7 | 27.8 | 27.2
4892 | 7 | 23 | 20 | 69.8 | 60.08 | 93.92 | 80.06 | 80.96 | 21 | 15.6 | 34.4 | 26.7 | 27.2
4893 | 7 | 23 | 21 | 68 | 59 | 87.98 | 77 | 80.06 | 20 | 15 | 31.1 | 25 | 26.7
4894 | 7 | 23 | 22 | 66.2 | 57.02 | 86 | 75.02 | 78.08 | 19 | 13.9 | 30 | 23.9 | 25.6
4895 | 7 | 23 | 23 | 64.4 | 55.4 | 82.04 | 71.96 | 73.94 | 18 | 13 | 27.8 | 22.2 | 23.3
4896 | 7 | 23 | 24 | 66.2 | 53.06 | 82.04 | 69.98 | 73.04 | 19 | 11.7 | 27.8 | 21.1 | 22.8
4897 | 7 | 24 | 1 | 64.4 | 55.04 | 80.06 | 66.02 | 73.04 | 18 | 12.8 | 26.7 | 18.9 | 22.8
4898 | 7 | 24 | 2 | 64.4 | 53.96 | 78.98 | 62.06 | 71.96 | 18 | 12.2 | 26.1 | 16.7 | 22.2
4899 | 7 | 24 | 3 | 66.2 | 55.04 | 78.98 | 62.96 | 73.04 | 19 | 12.8 | 26.1 | 17.2 | 22.8
4900 | 7 | 24 | 4 | 64.4 | 55.04 | 75.92 | 57.02 | 73.04 | 18 | 12.8 | 24.4 | 13.9 | 22.8
4901 | 7 | 24 | 5 | 64.4 | 55.04 | 75.92 | 55.94 | 71.96 | 18 | 12.8 | 24.4 | 13.3 | 22.2
4902 | 7 | 24 | 6 | 64.4 | 55.04 | 77 | 60.98 | 71.96 | 18 | 12.8 | 25 | 16.1 | 22.2
4903 | 7 | 24 | 7 | 75.2 | 55.04 | 82.04 | 66.02 | 73.04 | 24 | 12.8 | 27.8 | 18.9 | 22.8
4904 | 7 | 24 | 8 | 77 | 55.94 | 87.98 | 71.06 | 73.94 | 25 | 13.3 | 31.1 | 21.7 | 23.3
4905 | 7 | 24 | 9 | 80.6 | 57.92 | 91.94 | 75.92 | 80.06 | 27 | 14.4 | 33.3 | 24.4 | 26.7
4906 | 7 | 24 | 10 | 84.2 | 60.08 | 93.92 | 80.06 | 82.94 | 29 | 15.6 | 34.4 | 26.7 | 28.3
4907 | 7 | 24 | 11 | 84.2 | 62.06 | 98.06 | 84.92 | 84.92 | 29 | 16.7 | 36.7 | 29.4 | 29.4
4908 | 7 | 24 | 12 | 86 | 66.02 | 98.96 | 87.08 | 87.98 | 30 | 18.9 | 37.2 | 30.6 | 31.1
4909 | 7 | 24 | 13 | 89.6 | 68 | 100.04 | 89.96 | 91.04 | 32 | 20 | 37.8 | 32.2 | 32.8
4910 | 7 | 24 | 14 | 89.6 | 68 | 102.02 | 91.94 | 93.02 | 32 | 20 | 38.9 | 33.3 | 33.9
4911 | 7 | 24 | 15 | 89.6 | 68 | 102.92 | 91.04 | 93.92 | 32 | 20 | 39.4 | 32.8 | 34.4
4912 | 7 | 24 | 16 | 89.6 | 69.08 | 102.92 | 89.06 | 93.92 | 32 | 20.6 | 39.4 | 31.7 | 34.4
4913 | 7 | 24 | 17 | 91.4 | 69.08 | 102.02 | 87.08 | 91.94 | 33 | 20.6 | 38.9 | 30.6 | 33.3
4914 | 7 | 24 | 18 | 86 | 68.9 | 100.94 | 84.02 | 86 | 30 | 20.5 | 38.3 | 28.9 | 30
4915 | 7 | 24 | 19 | 86 | 66.92 | 98.06 | 80.06 | 78.08 | 30 | 19.4 | 36.7 | 26.7 | 25.6
4916 | 7 | 24 | 20 | 82.4 | 66.02 | 95 | 77 | 80.96 | 28 | 18.9 | 35 | 25 | 27.2
4917 | 7 | 24 | 21 | 75.2 | 64.04 | 89.06 | 73.94 | 77 | 24 | 17.8 | 31.7 | 23.3 | 25
4918 | 7 | 24 | 22 | 68 | 62.96 | 87.98 | 71.96 | 75.92 | 20 | 17.2 | 31.1 | 22.2 | 24.4
4919 | 7 | 24 | 23 | 66.2 | 60.08 | 84.92 | 69.98 | 73.94 | 19 | 15.6 | 29.4 | 21.1 | 23.3
4920 | 7 | 24 | 24 | 68 | 59.36 | 84.92 | 66.02 | 73.94 | 20 | 15.2 | 29.4 | 18.9 | 23.3
4921 | 7 | 25 | 1 | 66.2 | 59 | 82.94 | 64.04 | 73.04 | 19 | 15 | 28.3 | 17.8 | 22.8
4922 | 7 | 25 | 2 | 64.4 | 59 | 82.94 | 57.92 | 73.04 | 18 | 15 | 28.3 | 14.4 | 22.8
4923 | 7 | 25 | 3 | 64.4 | 54.5 | 80.96 | 55.04 | 69.08 | 18 | 12.5 | 27.2 | 12.8 | 20.6
4924 | 7 | 25 | 4 | 62.6 | 50.54 | 82.04 | 55.04 | 68 | 17 | 10.3 | 27.8 | 12.8 | 20
4925 | 7 | 25 | 5 | 62.6 | 48.02 | 78.08 | 57.02 | 69.98 | 17 | 8.9 | 25.6 | 13.9 | 21.1
4926 | 7 | 25 | 6 | 66.2 | 50.36 | 80.06 | 60.08 | 71.06 | 19 | 10.2 | 26.7 | 15.6 | 21.7
4927 | 7 | 25 | 7 | 73.4 | 56.66 | 82.94 | 64.04 | 69.98 | 23 | 13.7 | 28.3 | 17.8 | 21.1
4928 | 7 | 25 | 8 | 77 | 60.98 | 89.06 | 69.98 | 77 | 25 | 16.1 | 31.7 | 21.1 | 25
4929 | 7 | 25 | 9 | 80.6 | 65.3 | 93.02 | 73.94 | 80.96 | 27 | 18.5 | 33.9 | 23.3 | 27.2
4930 | 7 | 25 | 10 | 82.4 | 68.54 | 96.08 | 78.98 | 84.02 | 28 | 20.3 | 35.6 | 26.1 | 28.9
4931 | 7 | 25 | 11 | 86 | 69.98 | 98.06 | 82.94 | 87.08 | 30 | 21.1 | 36.7 | 28.3 | 30.6
4932 | 7 | 25 | 12 | 89.6 | 73.04 | 98.96 | 84.02 | 91.04 | 32 | 22.8 | 37.2 | 28.9 | 32.8
4933 | 7 | 25 | 13 | 86 | 75.02 | 100.94 | 89.06 | 91.94 | 30 | 23.9 | 38.3 | 31.7 | 33.3
4934 | 7 | 25 | 14 | 78.8 | 75.92 | 102.02 | 87.08 | 93.92 | 26 | 24.4 | 38.9 | 30.6 | 34.4
4935 | 7 | 25 | 15 | 68 | 69.08 | 100.94 | 91.04 | 91.94 | 20 | 20.6 | 38.3 | 32.8 | 33.3
4936 | 7 | 25 | 16 | 73.4 | 62.06 | 102.02 | 91.94 | 91.94 | 23 | 16.7 | 38.9 | 33.3 | 33.3
4937 | 7 | 25 | 17 | 73.4 | 64.04 | 100.94 | 89.96 | 87.98 | 23 | 17.8 | 38.3 | 32.2 | 31.1
4938 | 7 | 25 | 18 | 75.2 | 60.08 | 100.04 | 87.08 | 80.96 | 24 | 15.6 | 37.8 | 30.6 | 27.2
4939 | 7 | 25 | 19 | 71.6 | 52.34 | 98.06 | 84.02 | 80.06 | 22 | 11.3 | 36.7 | 28.9 | 26.7
4940 | 7 | 25 | 20 | 68 | 42.98 | 95 | 80.06 | 78.08 | 20 | 6.1 | 35 | 26.7 | 25.6
4941 | 7 | 25 | 21 | 68 | 39.02 | 93.02 | 77 | 77 | 20 | 3.9 | 33.9 | 25 | 25
4942 | 7 | 25 | 22 | 68 | 35.06 | 89.96 | 75.92 | 73.94 | 20 | 1.7 | 32.2 | 24.4 | 23.3
4943 | 7 | 25 | 23 | 68 | 29.12 | 86 | 73.94 | 69.08 | 20 | -1.6 | 30 | 23.3 | 20.6
4944 | 7 | 25 | 24 | 66.2 | 25.16 | 84.92 | 71.06 | 69.98 | 19 | -3.8 | 29.4 | 21.7 | 21.1
4945 | 7 | 26 | 1 | 64.4 | 21.2 | 82.94 | 66.92 | 69.98 | 18 | -6 | 28.3 | 19.4 | 21.1
4946 | 7 | 26 | 2 | 68 | 21.2 | 80.96 | 68 | 71.06 | 20 | -6 | 27.2 | 20 | 21.7
4947 | 7 | 26 | 3 | 66.2 | 20.84 | 80.96 | 60.08 | 71.96 | 19 | -6.2 | 27.2 | 15.6 | 22.2
4948 | 7 | 26 | 4 | 66.2 | 20.66 | 78.08 | 57.92 | 71.06 | 19 | -6.3 | 25.6 | 14.4 | 21.7
4949 | 7 | 26 | 5 | 64.4 | 21.2 | 77 | 57.92 | 69.98 | 18 | -6 | 25 | 14.4 | 21.1
4950 | 7 | 26 | 6 | 66.2 | 22.64 | 78.08 | 60.98 | 68 | 19 | -5.2 | 25.6 | 16.1 | 20
4951 | 7 | 26 | 7 | 68 | 24.26 | 84.02 | 66.92 | 71.06 | 20 | -4.3 | 28.9 | 19.4 | 21.7
4952 | 7 | 26 | 8 | 71.6 | 29.3 | 89.06 | 73.04 | 73.94 | 22 | -1.5 | 31.7 | 22.8 | 23.3
4953 | 7 | 26 | 9 | 77 | 30.92 | 91.94 | 77 | 77 | 25 | -0.6 | 33.3 | 25 | 25
4954 | 7 | 26 | 10 | 78.8 | 41.36 | 98.06 | 82.94 | 78.98 | 26 | 5.2 | 36.7 | 28.3 | 26.1
4955 | 7 | 26 | 11 | 80.6 | 51.8 | 98.96 | 86 | 84.02 | 27 | 11 | 37.2 | 30 | 28.9
4956 | 7 | 26 | 12 | 82.4 | 59 | 98.06 | 89.06 | 84.92 | 28 | 15 | 36.7 | 31.7 | 29.4
4957 | 7 | 26 | 13 | 87.8 | 65.66 | 100.04 | 93.02 | 87.98 | 31 | 18.7 | 37.8 | 33.9 | 31.1
4958 | 7 | 26 | 14 | 86 | 70.7 | 100.94 | 93.02 | 89.96 | 30 | 21.5 | 38.3 | 33.9 | 32.2
4959 | 7 | 26 | 15 | 86 | 72.32 | 102.02 | 93.02 | 93.02 | 30 | 22.4 | 38.9 | 33.9 | 33.9
4960 | 7 | 26 | 16 | 80.6 | 70.16 | 102.02 | 91.04 | 87.08 | 27 | 21.2 | 38.9 | 32.8 | 30.6
4961 | 7 | 26 | 17 | 80.6 | 68.72 | 102.02 | 87.98 | 77 | 27 | 20.4 | 38.9 | 31.1 | 25
4962 | 7 | 26 | 18 | 78.8 | 66.02 | 100.04 | 87.08 | 75.92 | 26 | 18.9 | 37.8 | 30.6 | 24.4
4963 | 7 | 26 | 19 | 75.2 | 64.94 | 96.98 | 87.08 | 75.92 | 24 | 18.3 | 36.1 | 30.6 | 24.4
4964 | 7 | 26 | 20 | 75.2 | 61.7 | 93.92 | 84.92 | 73.94 | 24 | 16.5 | 34.4 | 29.4 | 23.3
4965 | 7 | 26 | 21 | 69.8 | 61.52 | 91.04 | 82.94 | 73.94 | 21 | 16.4 | 32.8 | 28.3 | 23.3
4966 | 7 | 26 | 22 | 71.6 | 59.18 | 89.96 | 78.08 | 71.96 | 22 | 15.1 | 32.2 | 25.6 | 22.2
4967 | 7 | 26 | 23 | 69.8 | 55.22 | 86 | 75.02 | 71.06 | 21 | 12.9 | 30 | 23.9 | 21.7
4968 | 7 | 26 | 24 | 69.8 | 54.14 | 84.02 | 71.96 | 69.98 | 21 | 12.3 | 28.9 | 22.2 | 21.1
4969 | 7 | 27 | 1 | 68 | 53.78 | 84.02 | 69.08 | 71.06 | 20 | 12.1 | 28.9 | 20.6 | 21.7
4970 | 7 | 27 | 2 | 68 | 53.6 | 82.04 | 64.04 | 71.06 | 20 | 12 | 27.8 | 17.8 | 21.7
4971 | 7 | 27 | 3 | 68 | 50.36 | 82.94 | 68 | 69.08 | 20 | 10.2 | 28.3 | 20 | 20.6
4972 | 7 | 27 | 4 | 68 | 49.28 | 78.08 | 62.06 | 66.92 | 20 | 9.6 | 25.6 | 16.7 | 19.4
4973 | 7 | 27 | 5 | 66.2 | 49.1 | 77 | 60.08 | 66.92 | 19 | 9.5 | 25 | 15.6 | 19.4
4974 | 7 | 27 | 6 | 68 | 53.96 | 78.98 | 62.96 | 66.92 | 20 | 12.2 | 26.1 | 17.2 | 19.4
4975 | 7 | 27 | 7 | 73.4 | 60.98 | 84.92 | 69.98 | 69.98 | 23 | 16.1 | 29.4 | 21.1 | 21.1
4976 | 7 | 27 | 8 | 75.2 | 63.86 | 89.96 | 75.92 | 75.02 | 24 | 17.7 | 32.2 | 24.4 | 23.9
4977 | 7 | 27 | 9 | 80.6 | 68 | 93.02 | 82.04 | 75.92 | 27 | 20 | 33.9 | 27.8 | 24.4
4978 | 7 | 27 | 10 | 80.6 | 69.98 | 96.98 | 84.02 | 78.08 | 27 | 21.1 | 36.1 | 28.9 | 25.6
4979 | 7 | 27 | 11 | 84.2 | 72.86 | 98.96 | 91.04 | 82.04 | 29 | 22.7 | 37.2 | 32.8 | 27.8
4980 | 7 | 27 | 12 | 84.2 | 74.84 | 102.02 | 93.92 | 84.02 | 29 | 23.8 | 38.9 | 34.4 | 28.9
4981 | 7 | 27 | 13 | 84.2 | 77.9 | 104 | 95 | 87.98 | 29 | 25.5 | 40 | 35 | 31.1
4982 | 7 | 27 | 14 | 78.8 | 79.88 | 102.92 | 95 | 87.98 | 26 | 26.6 | 39.4 | 35 | 31.1
4983 | 7 | 27 | 15 | 64.4 | 81.86 | 105.08 | 93.92 | 87.08 | 18 | 27.7 | 40.6 | 34.4 | 30.6
4984 | 7 | 27 | 16 | 64.4 | 82.94 | 105.08 | 89.96 | 80.96 | 18 | 28.3 | 40.6 | 32.2 | 27.2
4985 | 7 | 27 | 17 | 64.4 | 82.94 | 104 | 87.08 | 82.94 | 18 | 28.3 | 40 | 30.6 | 28.3
4986 | 7 | 27 | 18 | 64.4 | 81.86 | 104 | 87.08 | 82.04 | 18 | 27.7 | 40 | 30.6 | 27.8
4987 | 7 | 27 | 19 | 62.6 | 72.86 | 98.96 | 84.92 | 78.08 | 17 | 22.7 | 37.2 | 29.4 | 25.6
4988 | 7 | 27 | 20 | 62.6 | 68.9 | 96.08 | 82.04 | 73.04 | 17 | 20.5 | 35.6 | 27.8 | 22.8
4989 | 7 | 27 | 21 | 62.6 | 63.86 | 93.02 | 77 | 71.06 | 17 | 17.7 | 33.9 | 25 | 21.7
4990 | 7 | 27 | 22 | 62.6 | 59.9 | 91.94 | 77 | 71.96 | 17 | 15.5 | 33.3 | 25 | 22.2
4991 | 7 | 27 | 23 | 60.8 | 59 | 87.98 | 71.06 | 69.98 | 16 | 15 | 31.1 | 21.7 | 21.1
4992 | 7 | 27 | 24 | 62.6 | 59 | 87.08 | 68 | 68 | 17 | 15 | 30.6 | 20 | 20
4993 | 7 | 28 | 1 | 62.6 | 54.86 | 87.08 | 64.94 | 66.92 | 17 | 12.7 | 30.6 | 18.3 | 19.4
4994 | 7 | 28 | 2 | 60.8 | 54.86 | 84.92 | 64.04 | 66.02 | 16 | 12.7 | 29.4 | 17.8 | 18.9
4995 | 7 | 28 | 3 | 60.8 | 52.88 | 84.02 | 62.06 | 64.94 | 16 | 11.6 | 28.9 | 16.7 | 18.3
4996 | 7 | 28 | 4 | 62.6 | 52.88 | 80.96 | 62.06 | 64.94 | 17 | 11.6 | 27.2 | 16.7 | 18.3
4997 | 7 | 28 | 5 | 62.6 | 50.9 | 82.04 | 59 | 64.04 | 17 | 10.5 | 27.8 | 15 | 17.8
4998 | 7 | 28 | 6 | 62.6 | 54.86 | 82.94 | 60.08 | 64.94 | 17 | 12.7 | 28.3 | 15.6 | 18.3
4999 | 7 | 28 | 7 | 64.4 | 60.98 | 89.06 | 69.08 | 66.92 | 18 | 16.1 | 31.7 | 20.6 | 19.4
5000 | 7 | 28 | 8 | 64.4 | 66.92 | 95 | 75.02 | 71.96 | 18 | 19.4 | 35 | 23.9 | 22.2
5001 | 7 | 28 | 9 | 64.4 | 70.88 | 98.96 | 80.96 | 75.92 | 18 | 21.6 | 37.2 | 27.2 | 24.4
5002 | 7 | 28 | 10 | 66.2 | 73.94 | 100.94 | 84.92 | 78.98 | 19 | 23.3 | 38.3 | 29.4 | 26.1
5003 | 7 | 28 | 11 | 68 | 77.9 | 102.92 | 91.04 | 84.02 | 20 | 25.5 | 39.4 | 32.8 | 28.9
5004 | 7 | 28 | 12 | 71.6 | 80.96 | 105.98 | 96.08 | 84.92 | 22 | 27.2 | 41.1 | 35.6 | 29.4
5005 | 7 | 28 | 13 | 73.4 | 88.88 | 109.04 | 96.98 | 87.08 | 23 | 31.6 | 42.8 | 36.1 | 30.6
5006 | 7 | 28 | 14 | 75.2 | 89.96 | 109.04 | 96.08 | 89.06 | 24 | 32.2 | 42.8 | 35.6 | 31.7
5007 | 7 | 28 | 15 | 69.8 | 89.96 | 109.94 | 91.94 | 91.04 | 21 | 32.2 | 43.3 | 33.3 | 32.8
5008 | 7 | 28 | 16 | 68 | 90.86 | 109.94 | 87.08 | 89.96 | 20 | 32.7 | 43.3 | 30.6 | 32.2
5009 | 7 | 28 | 17 | 68 | 89.96 | 109.04 | 87.98 | 91.94 | 20 | 32.2 | 42.8 | 31.1 | 33.3
5010 | 7 | 28 | 18 | 64.4 | 87.98 | 107.06 | 86 | 84.92 | 18 | 31.1 | 41.7 | 30 | 29.4
5011 | 7 | 28 | 19 | 64.4 | 79.88 | 102.92 | 84.92 | 80.06 | 18 | 26.6 | 39.4 | 29.4 | 26.7
5012 | 7 | 28 | 20 | 64.4 | 70.88 | 100.94 | 80.06 | 77 | 18 | 21.6 | 38.3 | 26.7 | 25
5013 | 7 | 28 | 21 | 60.8 | 69.98 | 96.98 | 78.08 | 77 | 16 | 21.1 | 36.1 | 25.6 | 25
5014 | 7 | 28 | 22 | 60.8 | 68 | 95 | 78.08 | 75.02 | 16 | 20 | 35 | 25.6 | 23.9
5015 | 7 | 28 | 23 | 62.6 | 70.88 | 96.98 | 71.06 | 73.04 | 17 | 21.6 | 36.1 | 21.7 | 22.8
5016 | 7 | 28 | 24 | 62.6 | 70.88 | 93.92 | 71.96 | 71.96 | 17 | 21.6 | 34.4 | 22.2 | 22.2
5017 | 7 | 29 | 1 | 62.6 | 64.94 | 91.04 | 69.08 | 71.96 | 17 | 18.3 | 32.8 | 20.6 | 22.2
5018 | 7 | 29 | 2 | 62.6 | 61.88 | 84.92 | 68 | 69.98 | 17 | 16.6 | 29.4 | 20 | 21.1
5019 | 7 | 29 | 3 | 62.6 | 59.9 | 87.98 | 62.06 | 69.08 | 17 | 15.5 | 31.1 | 16.7 | 20.6
5020 | 7 | 29 | 4 | 62.6 | 57.92 | 84.92 | 60.08 | 68 | 17 | 14.4 | 29.4 | 15.6 | 20
5021 | 7 | 29 | 5 | 60.8 | 55.94 | 80.06 | 60.08 | 66.02 | 16 | 13.3 | 26.7 | 15.6 | 18.9
5022 | 7 | 29 | 6 | 62.6 | 57.92 | 86 | 60.08 | 66.92 | 17 | 14.4 | 30 | 15.6 | 19.4
5023 | 7 | 29 | 7 | 64.4 | 63.86 | 91.04 | 69.98 | 69.98 | 18 | 17.7 | 32.8 | 21.1 | 21.1
5024 | 7 | 29 | 8 | 66.2 | 69.98 | 96.08 | 75.02 | 73.94 | 19 | 21.1 | 35.6 | 23.9 | 23.3
5025 | 7 | 29 | 9 | 66.2 | 72.86 | 98.96 | 80.96 | 77 | 19 | 22.7 | 37.2 | 27.2 | 25
5026 | 7 | 29 | 10 | 69.8 | 77.9 | 102.02 | 86 | 78.98 | 21 | 25.5 | 38.9 | 30 | 26.1
5027 | 7 | 29 | 11 | 71.6 | 82.94 | 105.98 | 91.94 | 82.04 | 22 | 28.3 | 41.1 | 33.3 | 27.8
5028 | 7 | 29 | 12 | 75.2 | 89.96 | 107.96 | 93.92 | 84.92 | 24 | 32.2 | 42.2 | 34.4 | 29.4
5029 | 7 | 29 | 13 | 77 | 91.94 | 107.06 | 96.08 | 87.98 | 25 | 33.3 | 41.7 | 35.6 | 31.1
5030 | 7 | 29 | 14 | 73.4 | 95 | 109.04 | 95 | 91.04 | 23 | 35 | 42.8 | 35 | 32.8
5031 | 7 | 29 | 15 | 73.4 | 95 | 109.94 | 87.98 | 84.02 | 23 | 35 | 43.3 | 31.1 | 28.9
5032 | 7 | 29 | 16 | 73.4 | 95.9 | 109.94 | 86 | 82.04 | 23 | 35.5 | 43.3 | 30 | 27.8
5033 | 7 | 29 | 17 | 73.4 | 93.92 | 109.04 | 93.02 | 86 | 23 | 34.4 | 42.8 | 33.9 | 30
5034 | 7 | 29 | 18 | 73.4 | 91.94 | 107.06 | 91.94 | 84.92 | 23 | 33.3 | 41.7 | 33.3 | 29.4
5035 | 7 | 29 | 19 | 71.6 | 86 | 100.94 | 87.98 | 80.06 | 22 | 30 | 38.3 | 31.1 | 26.7
5036 | 7 | 29 | 20 | 68 | 77.9 | 98.96 | 84.02 | 77 | 20 | 25.5 | 37.2 | 28.9 | 25
5037 | 7 | 29 | 21 | 67.64 | 77 | 96.98 | 80.96 | 75.02 | 19.8 | 25 | 36.1 | 27.2 | 23.9
5038 | 7 | 29 | 22 | 68 | 74.84 | 95 | 78.08 | 73.94 | 20 | 23.8 | 35 | 25.6 | 23.3
5039 | 7 | 29 | 23 | 64.4 | 68 | 93.02 | 77 | 73.94 | 18 | 20 | 33.9 | 25 | 23.3
5040 | 7 | 29 | 24 | 62.6 | 68 | 89.96 | 73.04 | 73.04 | 17 | 20 | 32.2 | 22.8 | 22.8
5041 | 7 | 30 | 1 | 62.6 | 65.84 | 89.06 | 71.06 | 71.96 | 17 | 18.8 | 31.7 | 21.7 | 22.2
5042 | 7 | 30 | 2 | 62.6 | 64.94 | 87.98 | 68 | 68 | 17 | 18.3 | 31.1 | 20 | 20
5043 | 7 | 30 | 3 | 62.6 | 62.96 | 86 | 64.94 | 69.08 | 17 | 17.2 | 30 | 18.3 | 20.6
5044 | 7 | 30 | 4 | 62.6 | 59.9 | 86 | 62.06 | 68 | 17 | 15.5 | 30 | 16.7 | 20
5045 | 7 | 30 | 5 | 62.6 | 59.9 | 84.92 | 59 | 66.02 | 17 | 15.5 | 29.4 | 15 | 18.9
5046 | 7 | 30 | 6 | 62.6 | 62.96 | 86 | 62.96 | 66.02 | 17 | 17.2 | 30 | 17.2 | 18.9
5047 | 7 | 30 | 7 | 64.4 | 69.98 | 87.98 | 69.08 | 69.98 | 18 | 21.1 | 31.1 | 20.6 | 21.1
5048 | 7 | 30 | 8 | 69.8 | 75.92 | 91.94 | 73.94 | 75.02 | 21 | 24.4 | 33.3 | 23.3 | 23.9
5049 | 7 | 30 | 9 | 71.6 | 82.94 | 93.02 | 80.06 | 78.08 | 22 | 28.3 | 33.9 | 26.7 | 25.6
5050 | 7 | 30 | 10 | 73.4 | 86.9 | 96.98 | 84.92 | 80.96 | 23 | 30.5 | 36.1 | 29.4 | 27.2
5051 | 7 | 30 | 11 | 75.2 | 87.98 | 98.96 | 91.04 | 82.04 | 24 | 31.1 | 37.2 | 32.8 | 27.8
5052 | 7 | 30 | 12 | 77 | 90.86 | 102.92 | 91.94 | 87.98 | 25 | 32.7 | 39.4 | 33.3 | 31.1
5053 | 7 | 30 | 13 | 82.4 | 88.88 | 102.02 | 95 | 87.98 | 28 | 31.6 | 38.9 | 35 | 31.1
5054 | 7 | 30 | 14 | 84.2 | 83.84 | 100.94 | 96.98 | 89.96 | 29 | 28.8 | 38.3 | 36.1 | 32.2
5055 | 7 | 30 | 15 | 75.2 | 86.9 | 102.02 | 96.08 | 91.94 | 24 | 30.5 | 38.9 | 35.6 | 33.3
5056 | 7 | 30 | 16 | 71.6 | 79.88 | 100.04 | 96.08 | 93.02 | 22 | 26.6 | 37.8 | 35.6 | 33.9
5057 | 7 | 30 | 17 | 62.6 | 82.94 | 98.96 | 93.92 | 89.96 | 17 | 28.3 | 37.2 | 34.4 | 32.2
5058 | 7 | 30 | 18 | 62.6 | 80.96 | 98.06 | 91.94 | 87.98 | 17 | 27.2 | 36.7 | 33.3 | 31.1
5059 | 7 | 30 | 19 | 62.6 | 77.9 | 96.98 | 89.06 | 87.08 | 17 | 25.5 | 36.1 | 31.7 | 30.6
5060 | 7 | 30 | 20 | 64.4 | 74.84 | 96.08 | 84.92 | 84.02 | 18 | 23.8 | 35.6 | 29.4 | 28.9
5061 | 7 | 30 | 21 | 64.4 | 72.86 | 93.92 | 82.04 | 78.98 | 18 | 22.7 | 34.4 | 27.8 | 26.1
5062 | 7 | 30 | 22 | 64.4 | 70.88 | 91.94 | 78.98 | 75.02 | 18 | 21.6 | 33.3 | 26.1 | 23.9
5063 | 7 | 30 | 23 | 64.4 | 70.88 | 87.08 | 75.02 | 73.94 | 18 | 21.6 | 30.6 | 23.9 | 23.3
5064 | 7 | 30 | 24 | 64.4 | 65.84 | 75.92 | 75.92 | 71.96 | 18 | 18.8 | 24.4 | 24.4 | 22.2
5065 | 7 | 31 | 1 | 62.6 | 60.98 | 75.92 | 69.98 | 71.06 | 17 | 16.1 | 24.4 | 21.1 | 21.7
5066 | 7 | 31 | 2 | 62.6 | 59 | 78.98 | 66.02 | 66.92 | 17 | 15 | 26.1 | 18.9 | 19.4
5067 | 7 | 31 | 3 | 60.8 | 56.84 | 77 | 66.92 | 66.92 | 16 | 13.8 | 25 | 19.4 | 19.4
5068 | 7 | 31 | 4 | 59 | 55.94 | 78.08 | 62.96 | 66.92 | 15 | 13.3 | 25.6 | 17.2 | 19.4
5069 | 7 | 31 | 5 | 60.8 | 53.96 | 78.98 | 60.98 | 68 | 16 | 12.2 | 26.1 | 16.1 | 20
5070 | 7 | 31 | 6 | 60.8 | 56.84 | 80.96 | 62.96 | 66.02 | 16 | 13.8 | 27.2 | 17.2 | 18.9
5071 | 7 | 31 | 7 | 64.4 | 68 | 82.04 | 69.08 | 71.06 | 18 | 20 | 27.8 | 20.6 | 21.7
5072 | 7 | 31 | 8 | 69.8 | 71.96 | 84.02 | 75.92 | 75.02 | 21 | 22.2 | 28.9 | 24.4 | 23.9
5073 | 7 | 31 | 9 | 71.6 | 77 | 84.92 | 82.04 | 75.02 | 22 | 25 | 29.4 | 27.8 | 23.9
5074 | 7 | 31 | 10 | 73.4 | 89.96 | 87.08 | 87.98 | 78.08 | 23 | 32.2 | 30.6 | 31.1 | 25.6
5075 | 7 | 31 | 11 | 77 | 91.94 | 91.04 | 91.04 | 82.94 | 25 | 33.3 | 32.8 | 32.8 | 28.3
5076 | 7 | 31 | 12 | 77 | 96.98 | 93.02 | 91.04 | 82.04 | 25 | 36.1 | 33.9 | 32.8 | 27.8
5077 | 7 | 31 | 13 | 80.6 | 95.9 | 96.08 | 91.94 | 84.92 | 27 | 35.5 | 35.6 | 33.3 | 29.4
5078 | 7 | 31 | 14 | 78.8 | 95.9 | 91.04 | 91.04 | 87.08 | 26 | 35.5 | 32.8 | 32.8 | 30.6
5079 | 7 | 31 | 15 | 75.2 | 97.88 | 96.08 | 91.94 | 91.04 | 24 | 36.6 | 35.6 | 33.3 | 32.8
5080 | 7 | 31 | 16 | 64.4 | 96.98 | 96.08 | 91.04 | 84.92 | 18 | 36.1 | 35.6 | 32.8 | 29.4
5081 | 7 | 31 | 17 | 66.2 | 95 | 96.08 | 89.06 | 73.94 | 19 | 35 | 35.6 | 31.7 | 23.3
5082 | 7 | 31 | 18 | 66.2 | 87.98 | 91.04 | 84.92 | 69.98 | 19 | 31.1 | 32.8 | 29.4 | 21.1
5083 | 7 | 31 | 19 | 66.2 | 80.96 | 87.98 | 82.04 | 71.06 | 19 | 27.2 | 31.1 | 27.8 | 21.7
5084 | 7 | 31 | 20 | 64.4 | 79.88 | 80.06 | 78.98 | 71.96 | 18 | 26.6 | 26.7 | 26.1 | 22.2
5085 | 7 | 31 | 21 | 64.4 | 72.86 | 78.98 | 77 | 71.06 | 18 | 22.7 | 26.1 | 25 | 21.7
5086 | 7 | 31 | 22 | 64.94 | 71.96 | 78.62 | 73.76 | 70.7 | 18.3 | 22.2 | 25.9 | 23.2 | 21.5
5087 | 7 | 31 | 23 | 65.48 | 70.88 | 78.44 | 70.34 | 70.16 | 18.6 | 21.6 | 25.8 | 21.3 | 21.2
5088 | 7 | 31 | 24 | 66.02 | 69.98 | 78.08 | 67.1 | 69.8 | 18.9 | 21.1 | 25.6 | 19.5 | 21
5089 | 8 | 1 | 1 | 66.38 | 69.08 | 77.9 | 63.86 | 69.26 | 19.1 | 20.6 | 25.5 | 17.7 | 20.7
5090 | 8 | 1 | 2 | 66.92 | 68.18 | 77.54 | 60.62 | 68.9 | 19.4 | 20.1 | 25.3 | 15.9 | 20.5
5091 | 8 | 1 | 3 | 67.46 | 67.1 | 77.36 | 57.2 | 68.36 | 19.7 | 19.5 | 25.2 | 14 | 20.2
5092 | 8 | 1 | 4 | 68 | 66.2 | 77 | 53.96 | 68 | 20 | 19 | 25 | 12.2 | 20
5093 | 8 | 1 | 5 | 62.6 | 62.6 | 77 | 53.06 | 66.92 | 17 | 17 | 25 | 11.7 | 19.4
5094 | 8 | 1 | 6 | 60.8 | 60.8 | 78.98 | 53.06 | 68 | 16 | 16 | 26.1 | 11.7 | 20
5095 | 8 | 1 | 7 | 60.8 | 60.8 | 84.02 | 62.06 | 71.06 | 16 | 16 | 28.9 | 16.7 | 21.7
5096 | 8 | 1 | 8 | 62.6 | 64.4 | 89.06 | 69.08 | 77 | 17 | 18 | 31.7 | 20.6 | 25
5097 | 8 | 1 | 9 | 64.4 | 64.4 | 93.02 | 75.92 | 80.06 | 18 | 18 | 33.9 | 24.4 | 26.7
5098 | 8 | 1 | 10 | 66.2 | 66.2 | 96.08 | 80.96 | 82.94 | 19 | 19 | 35.6 | 27.2 | 28.3
5099 | 8 | 1 | 11 | 66.2 | 69.8 | 100.04 | 84.92 | 84.92 | 19 | 21 | 37.8 | 29.4 | 29.4
5100 | 8 | 1 | 12 | 71.6 | 71.6 | 102.02 | 89.96 | 87.98 | 22 | 22 | 38.9 | 32.2 | 31.1
5101 | 8 | 1 | 13 | 69.8 | 73.4 | 104 | 91.94 | 91.04 | 21 | 23 | 40 | 33.3 | 32.8
5102 | 8 | 1 | 14 | 68 | 75.2 | 105.98 | 93.02 | 93.02 | 20 | 24 | 41.1 | 33.9 | 33.9
5103 | 8 | 1 | 15 | 69.8 | 75.2 | 105.98 | 93.02 | 95 | 21 | 24 | 41.1 | 33.9 | 35
5104 | 8 | 1 | 16 | 71.6 | 73.4 | 105.98 | 91.94 | 95 | 22 | 23 | 41.1 | 33.3 | 35
5105 | 8 | 1 | 17 | 71.6 | 73.4 | 105.08 | 89.96 | 91.94 | 22 | 23 | 40.6 | 32.2 | 33.3
5106 | 8 | 1 | 18 | 73.4 | 71.6 | 104 | 87.98 | 87.98 | 23 | 22 | 40 | 31.1 | 31.1
5107 | 8 | 1 | 19 | 73.4 | 69.8 | 100.94 | 84.02 | 82.04 | 23 | 21 | 38.3 | 28.9 | 27.8
5108 | 8 | 1 | 20 | 69.8 | 66.2 | 98.06 | 80.06 | 78.98 | 21 | 19 | 36.7 | 26.7 | 26.1
5109 | 8 | 1 | 21 | 68 | 66.2 | 91.04 | 77 | 78.08 | 20 | 19 | 32.8 | 25 | 25.6
5110 | 8 | 1 | 22 | 69.8 | 66.2 | 93.02 | 73.04 | 78.08 | 21 | 19 | 33.9 | 22.8 | 25.6
5111 | 8 | 1 | 23 | 68 | 64.4 | 91.04 | 71.96 | 75.92 | 20 | 18 | 32.8 | 22.2 | 24.4
5112 | 8 | 1 | 24 | 62.6 | 62.6 | 89.96 | 66.02 | 73.04 | 17 | 17 | 32.2 | 18.9 | 22.8
5113 | 8 | 2 | 1 | 62.6 | 60.8 | 91.04 | 60.08 | 69.08 | 17 | 16 | 32.8 | 15.6 | 20.6
5114 | 8 | 2 | 2 | 60.8 | 60.8 | 89.06 | 55.04 | 66.92 | 16 | 16 | 31.7 | 12.8 | 19.4
5115 | 8 | 2 | 3 | 62.6 | 60.8 | 87.08 | 55.94 | 69.08 | 17 | 16 | 30.6 | 13.3 | 20.6
5116 | 8 | 2 | 4 | 60.8 | 60.8 | 84.92 | 51.98 | 69.08 | 16 | 16 | 29.4 | 11.1 | 20.6
5117 | 8 | 2 | 5 | 62.6 | 59 | 80.96 | 51.98 | 66.02 | 17 | 15 | 27.2 | 11.1 | 18.9
5118 | 8 | 2 | 6 | 62.6 | 57.2 | 80.96 | 51.08 | 69.98 | 17 | 14 | 27.2 | 10.6 | 21.1
5119 | 8 | 2 | 7 | 66.2 | 62.6 | 84.02 | 62.06 | 71.96 | 19 | 17 | 28.9 | 16.7 | 22.2
5120 | 8 | 2 | 8 | 68 | 66.2 | 89.06 | 69.08 | 75.92 | 20 | 19 | 31.7 | 20.6 | 24.4
5121 | 8 | 2 | 9 | 68 | 71.6 | 91.04 | 75.92 | 80.06 | 20 | 22 | 32.8 | 24.4 | 26.7
5122 | 8 | 2 | 10 | 75.2 | 77 | 93.02 | 82.94 | 84.02 | 24 | 25 | 33.9 | 28.3 | 28.9
5123 | 8 | 2 | 11 | 80.6 | 80.6 | 96.98 | 87.08 | 86 | 27 | 27 | 36.1 | 30.6 | 30
5124 | 8 | 2 | 12 | 84.2 | 82.4 | 100.04 | 89.06 | 89.06 | 29 | 28 | 37.8 | 31.7 | 31.7
5125 | 8 | 2 | 13 | 89.6 | 84.2 | 102.02 | 89.96 | 91.04 | 32 | 29 | 38.9 | 32.2 | 32.8
5126 | 8 | 2 | 14 | 86 | 84.2 | 102.92 | 91.94 | 91.04 | 30 | 29 | 39.4 | 33.3 | 32.8
5127 | 8 | 2 | 15 | 87.8 | 87.8 | 105.08 | 93.92 | 91.94 | 31 | 31 | 40.6 | 34.4 | 33.3
5128 | 8 | 2 | 16 | 87.8 | 84.2 | 104 | 95 | 91.94 | 31 | 29 | 40 | 35 | 33.3
5129 | 8 | 2 | 17 | 86 | 84.2 | 104 | 93.02 | 91.94 | 30 | 29 | 40 | 33.9 | 33.3
5130 | 8 | 2 | 18 | 80.6 | 82.4 | 102.02 | 91.94 | 87.08 | 27 | 28 | 38.9 | 33.3 | 30.6
5131 | 8 | 2 | 19 | 77 | 78.8 | 98.96 | 87.98 | 78.98 | 25 | 26 | 37.2 | 31.1 | 26.1
5132 | 8 | 2 | 20 | 77 | 80.6 | 96.08 | 84.02 | 75.02 | 25 | 27 | 35.6 | 28.9 | 23.9
5133 | 8 | 2 | 21 | 77 | 78.8 | 95 | 80.06 | 71.96 | 25 | 26 | 35 | 26.7 | 22.2
5134 | 8 | 2 | 22 | 73.4 | 75.2 | 91.94 | 75.92 | 71.96 | 23 | 24 | 33.3 | 24.4 | 22.2
5135 | 8 | 2 | 23 | 73.4 | 73.4 | 91.04 | 75.02 | 69.98 | 23 | 23 | 32.8 | 23.9 | 21.1
5136 | 8 | 2 | 24 | 71.6 | 69.8 | 87.98 | 64.04 | 69.98 | 22 | 21 | 31.1 | 17.8 | 21.1
5137 | 8 | 3 | 1 | 69.8 | 69.8 | 89.06 | 64.94 | 69.98 | 21 | 21 | 31.7 | 18.3 | 21.1
5138 | 8 | 3 | 2 | 69.8 | 66.2 | 84.92 | 62.96 | 69.98 | 21 | 19 | 29.4 | 17.2 | 21.1
5139 | 8 | 3 | 3 | 66.2 | 64.4 | 82.94 | 57.02 | 66.02 | 19 | 18 | 28.3 | 13.9 | 18.9
5140 | 8 | 3 | 4 | 64.4 | 62.6 | 82.04 | 57.02 | 68 | 18 | 17 | 27.8 | 13.9 | 20
5141 | 8 | 3 | 5 | 62.6 | 62.6 | 82.04 | 53.06 | 64.94 | 17 | 17 | 27.8 | 11.7 | 18.3
5142 | 8 | 3 | 6 | 66.2 | 64.4 | 82.94 | 55.94 | 66.02 | 19 | 18 | 28.3 | 13.3 | 18.9
5143 | 8 | 3 | 7 | 69.8 | 69.8 | 89.96 | 64.94 | 69.08 | 21 | 21 | 32.2 | 18.3 | 20.6
5144 | 8 | 3 | 8 | 73.4 | 73.4 | 89.96 | 71.96 | 71.06 | 23 | 23 | 32.2 | 22.2 | 21.7
5145 | 8 | 3 | 9 | 78.8 | 78.8 | 93.02 | 78.98 | 75.92 | 26 | 26 | 33.9 | 26.1 | 24.4
5146 | 8 | 3 | 10 | 78.8 | 84.2 | 96.98 | 84.92 | 78.98 | 26 | 29 | 36.1 | 29.4 | 26.1
5147 | 8 | 3 | 11 | 82.4 | 86 | 98.06 | 91.94 | 80.96 | 28 | 30 | 36.7 | 33.3 | 27.2
5148 | 8 | 3 | 12 | 84.2 | 87.8 | 102.02 | 93.02 | 84.02 | 29 | 31 | 38.9 | 33.9 | 28.9
5149 | 8 | 3 | 13 | 84.2 | 87.8 | 98.96 | 96.08 | 86 | 29 | 31 | 37.2 | 35.6 | 30
5150 | 8 | 3 | 14 | 82.4 | 87.8 | 98.96 | 96.98 | 87.98 | 28 | 31 | 37.2 | 36.1 | 31.1
5151 | 8 | 3 | 15 | 80.6 | 82.4 | 98.96 | 96.98 | 89.06 | 27 | 28 | 37.2 | 36.1 | 31.7
5152 | 8 | 3 | 16 | 77 | 77 | 98.06 | 98.06 | 89.06 | 25 | 25 | 36.7 | 36.7 | 31.7
5153 | 8 | 3 | 17 | 75.2 | 69.8 | 100.94 | 93.92 | 87.98 | 24 | 21 | 38.3 | 34.4 | 31.1
5154 | 8 | 3 | 18 | 74.12 | 68 | 100.04 | 95 | 87.98 | 23.4 | 20 | 37.8 | 35 | 31.1
5155 | 8 | 3 | 19 | 71.6 | 69.8 | 96.08 | 91.04 | 71.96 | 22 | 21 | 35.6 | 32.8 | 22.2
5156 | 8 | 3 | 20 | 69.8 | 68 | 91.94 | 87.08 | 73.04 | 21 | 20 | 33.3 | 30.6 | 22.8
5157 | 8 | 3 | 21 | 69.8 | 64.4 | 93.02 | 84.02 | 73.94 | 21 | 18 | 33.9 | 28.9 | 23.3
5158 | 8 | 3 | 22 | 71.6 | 64.4 | 89.06 | 82.04 | 73.04 | 22 | 18 | 31.7 | 27.8 | 22.8
5159 | 8 | 3 | 23 | 66.2 | 64.4 | 87.08 | 77 | 69.98 | 19 | 18 | 30.6 | 25 | 21.1
5160 | 8 | 3 | 24 | 64.4 | 66.2 | 84.92 | 66.02 | 71.96 | 18 | 19 | 29.4 | 18.9 | 22.2
5161 | 8 | 4 | 1 | 64.4 | 66.2 | 84.02 | 64.94 | 68 | 18 | 19 | 28.9 | 18.3 | 20
5162 | 8 | 4 | 2 | 64.4 | 64.4 | 82.94 | 62.06 | 68 | 18 | 18 | 28.3 | 16.7 | 20
5163 | 8 | 4 | 3 | 62.6 | 62.6 | 80.96 | 60.08 | 68 | 17 | 17 | 27.2 | 15.6 | 20
5164 | 8 | 4 | 4 | 62.6 | 60.8 | 80.96 | 59 | 66.92 | 17 | 16 | 27.2 | 15 | 19.4
5165 | 8 | 4 | 5 | 61.88 | 60.8 | 80.96 | 60.98 | 64.94 | 16.6 | 16 | 27.2 | 16.1 | 18.3
5166 | 8 | 4 | 6 | 62.6 | 60.8 | 82.04 | 60.08 | 64.04 | 17 | 16 | 27.8 | 15.6 | 17.8
5167 | 8 | 4 | 7 | 68 | 66.2 | 84.92 | 68 | 68 | 20 | 19 | 29.4 | 20 | 20
5168 | 8 | 4 | 8 | 69.8 | 71.6 | 87.98 | 75.02 | 73.94 | 21 | 22 | 31.1 | 23.9 | 23.3
5169 | 8 | 4 | 9 | 73.4 | 75.2 | 95 | 80.96 | 75.92 | 23 | 24 | 35 | 27.2 | 24.4
5170 | 8 | 4 | 10 | 80.6 | 80.6 | 95 | 87.98 | 80.06 | 27 | 27 | 35 | 31.1 | 26.7
5171 | 8 | 4 | 11 | 80.6 | 84.2 | 100.94 | 93.02 | 80.96 | 27 | 29 | 38.3 | 33.9 | 27.2
5172 | 8 | 4 | 12 | 84.2 | 86 | 102.92 | 95 | 84.92 | 29 | 30 | 39.4 | 35 | 29.4
5173 | 8 | 4 | 13 | 87.8 | 89.6 | 102.92 | 93.02 | 87.98 | 31 | 32 | 39.4 | 33.9 | 31.1
5174 | 8 | 4 | 14 | 80.6 | 91.4 | 105.98 | 95 | 89.06 | 27 | 33 | 41.1 | 35 | 31.7
5175 | 8 | 4 | 15 | 73.4 | 91.4 | 107.96 | 91.04 | 91.94 | 23 | 33 | 42.2 | 32.8 | 33.3
5176 | 8 | 4 | 16 | 78.8 | 89.6 | 107.96 | 86 | 91.94 | 26 | 32 | 42.2 | 30 | 33.3
5177 | 8 | 4 | 17 | 77 | 84.2 | 107.06 | 82.94 | 93.02 | 25 | 29 | 41.7 | 28.3 | 33.9
5178 | 8 | 4 | 18 | 75.2 | 80.6 | 102.92 | 87.98 | 87.08 | 24 | 27 | 39.4 | 31.1 | 30.6
5179 | 8 | 4 | 19 | 71.6 | 77 | 100.94 | 86 | 84.02 | 22 | 25 | 38.3 | 30 | 28.9
5180 | 8 | 4 | 20 | 69.8 | 73.4 | 98.96 | 84.02 | 82.94 | 21 | 23 | 37.2 | 28.9 | 28.3
5181 | 8 | 4 | 21 | 68 | 71.6 | 95 | 80.96 | 71.96 | 20 | 22 | 35 | 27.2 | 22.2
5182 | 8 | 4 | 22 | 68 | 71.6 | 93.92 | 80.96 | 73.94 | 20 | 22 | 34.4 | 27.2 | 23.3
5183 | 8 | 4 | 23 | 66.2 | 69.8 | 93.02 | 77 | 73.04 | 19 | 21 | 33.9 | 25 | 22.8
5184 | 8 | 4 | 24 | 66.2 | 69.8 | 91.04 | 71.96 | 73.04 | 19 | 21 | 32.8 | 22.2 | 22.8
5185 | 8 | 5 | 1 | 66.2 | 69.8 | 89.06 | 69.08 | 68 | 19 | 21 | 31.7 | 20.6 | 20
5186 | 8 | 5 | 2 | 66.2 | 68 | 84.92 | 66.02 | 66.92 | 19 | 20 | 29.4 | 18.9 | 19.4
5187 | 8 | 5 | 3 | 64.4 | 64.4 | 87.08 | 60.98 | 66.02 | 18 | 18 | 30.6 | 16.1 | 18.9
5188 | 8 | 5 | 4 | 62.6 | 62.6 | 82.94 | 60.08 | 64.04 | 17 | 17 | 28.3 | 15.6 | 17.8
5189 | 8 | 5 | 5 | 60.8 | 60.8 | 82.94 | 57.92 | 62.96 | 16 | 16 | 28.3 | 14.4 | 17.2
5190 | 8 | 5 | 6 | 64.4 | 60.8 | 84.92 | 57.02 | 60.08 | 18 | 16 | 29.4 | 13.9 | 15.6
5191 | 8 | 5 | 7 | 68 | 66.2 | 87.98 | 66.92 | 62.96 | 20 | 19 | 31.1 | 19.4 | 17.2
5192 | 8 | 5 | 8 | 71.6 | 71.6 | 91.94 | 75.02 | 71.06 | 22 | 22 | 33.3 | 23.9 | 21.7
5193 | 8 | 5 | 9 | 75.2 | 73.4 | 93.92 | 82.04 | 75.92 | 24 | 23 | 34.4 | 27.8 | 24.4
5194 | 8 | 5 | 10 | 80.6 | 75.2 | 96.98 | 87.08 | 78.98 | 27 | 24 | 36.1 | 30.6 | 26.1
5195 | 8 | 5 | 11 | 86 | 80.6 | 98.96 | 89.06 | 82.04 | 30 | 27 | 37.2 | 31.7 | 27.8
5196 | 8 | 5 | 12 | 86 | 86 | 100.94 | 91.94 | 86 | 30 | 30 | 38.3 | 33.3 | 30
5197 | 8 | 5 | 13 | 86 | 87.8 | 104 | 95 | 87.08 | 30 | 31 | 40 | 35 | 30.6
5198 | 8 | 5 | 14 | 80.6 | 87.8 | 100.94 | 96.98 | 89.96 | 27 | 31 | 38.3 | 36.1 | 32.2
5199 | 8 | 5 | 15 | 68 | 84.2 | 100.94 | 96.98 | 91.04 | 20 | 29 | 38.3 | 36.1 | 32.8
5200 | 8 | 5 | 16 | 69.8 | 80.6 | 98.06 | 96.08 | 89.06 | 21 | 27 | 36.7 | 35.6 | 31.7
5201 | 8 | 5 | 17 | 71.6 | 76.46 | 96.98 | 93.92 | 87.08 | 22 | 24.7 | 36.1 | 34.4 | 30.6
5202 | 8 | 5 | 18 | 68 | 71.6 | 96.08 | 91.94 | 82.04 | 20 | 22 | 35.6 | 33.3 | 27.8
5203 | 8 | 5 | 19 | 66.2 | 69.8 | 93.02 | 87.98 | 78.98 | 19 | 21 | 33.9 | 31.1 | 26.1
5204 | 8 | 5 | 20 | 66.2 | 66.2 | 91.04 | 84.02 | 78.08 | 19 | 19 | 32.8 | 28.9 | 25.6
5205 | 8 | 5 | 21 | 66.2 | 64.4 | 89.06 | 80.96 | 78.08 | 19 | 18 | 31.7 | 27.2 | 25.6
5206 | 8 | 5 | 22 | 64.4 | 64.4 | 89.96 | 75.92 | 73.94 | 18 | 18 | 32.2 | 24.4 | 23.3
5207 | 8 | 5 | 23 | 62.6 | 64.4 | 87.98 | 66.92 | 73.04 | 17 | 18 | 31.1 | 19.4 | 22.8
5208 | 8 | 5 | 24 | 62.6 | 64.4 | 87.08 | 69.08 | 73.04 | 17 | 18 | 30.6 | 20.6 | 22.8
5209 | 8 | 6 | 1 | 60.8 | 62.6 | 84.02 | 60.08 | 71.06 | 16 | 17 | 28.9 | 15.6 | 21.7
5210 | 8 | 6 | 2 | 62.6 | 59 | 84.02 | 60.98 | 68 | 17 | 15 | 28.9 | 16.1 | 20
5211 | 8 | 6 | 3 | 59 | 59 | 82.94 | 55.94 | 69.98 | 15 | 15 | 28.3 | 13.3 | 21.1
5212 | 8 | 6 | 4 | 57.2 | 57.2 | 82.04 | 55.04 | 68 | 14 | 14 | 27.8 | 12.8 | 20
5213 | 8 | 6 | 5 | 57.2 | 57.2 | 80.96 | 57.02 | 66.02 | 14 | 14 | 27.2 | 13.9 | 18.9
5214 | 8 | 6 | 6 | 60.8 | 57.2 | 82.04 | 55.04 | 64.94 | 16 | 14 | 27.8 | 12.8 | 18.3
5215 | 8 | 6 | 7 | 68 | 64.4 | 87.98 | 62.96 | 68 | 20 | 18 | 31.1 | 17.2 | 20
5216 | 8 | 6 | 8 | 71.6 | 69.8 | 89.96 | 69.98 | 73.04 | 22 | 21 | 32.2 | 21.1 | 22.8
5217 | 8 | 6 | 9 | 77 | 71.6 | 93.02 | 78.08 | 77 | 25 | 22 | 33.9 | 25.6 | 25
5218 | 8 | 6 | 10 | 80.6 | 75.2 | 93.92 | 84.02 | 78.98 | 27 | 24 | 34.4 | 28.9 | 26.1
5219 | 8 | 6 | 11 | 86 | 78.8 | 98.96 | 91.04 | 80.96 | 30 | 26 | 37.2 | 32.8 | 27.2
5220 | 8 | 6 | 12 | 89.6 | 84.2 | 98.96 | 91.94 | 84.02 | 32 | 29 | 37.2 | 33.3 | 28.9
5221 | 8 | 6 | 13 | 87.8 | 87.8 | 98.96 | 95 | 87.98 | 31 | 31 | 37.2 | 35 | 31.1
5222 | 8 | 6 | 14 | 78.8 | 91.4 | 100.94 | 93.92 | 89.96 | 26 | 33 | 38.3 | 34.4 | 32.2
5223 | 8 | 6 | 15 | 80.6 | 93.2 | 100.94 | 95 | 84.92 | 27 | 34 | 38.3 | 35 | 29.4
5224 | 8 | 6 | 16 | 82.4 | 87.8 | 98.96 | 93.02 | 84.92 | 28 | 31 | 37.2 | 33.9 | 29.4
5225 | 8 | 6 | 17 | 82.4 | 78.8 | 98.06 | 91.04 | 87.08 | 28 | 26 | 36.7 | 32.8 | 30.6
5226 | 8 | 6 | 18 | 77 | 77 | 98.06 | 87.98 | 84.92 | 25 | 25 | 36.7 | 31.1 | 29.4
5227 | 8 | 6 | 19 | 73.4 | 75.2 | 96.98 | 84.02 | 82.04 | 23 | 24 | 36.1 | 28.9 | 27.8
5228 | 8 | 6 | 20 | 73.4 | 71.6 | 95 | 80.96 | 80.06 | 23 | 22 | 35 | 27.2 | 26.7
5229 | 8 | 6 | 21 | 71.6 | 68 | 93.02 | 78.08 | 80.06 | 22 | 20 | 33.9 | 25.6 | 26.7
5230 | 8 | 6 | 22 | 69.8 | 66.2 | 91.94 | 75.92 | 77 | 21 | 19 | 33.3 | 24.4 | 25
5231 | 8 | 6 | 23 | 64.4 | 62.6 | 89.96 | 71.96 | 75.02 | 18 | 17 | 32.2 | 22.2 | 23.9
5232 | 8 | 6 | 24 | 64.4 | 62.6 | 89.06 | 62.96 | 73.94 | 18 | 17 | 31.7 | 17.2 | 23.3
5233 | 8 | 7 | 1 | 64.4 | 62.6 | 87.08 | 62.06 | 71.06 | 18 | 17 | 30.6 | 16.7 | 21.7
5234 | 8 | 7 | 2 | 60.8 | 59 | 86 | 57.92 | 71.96 | 16 | 15 | 30 | 14.4 | 22.2
5235 | 8 | 7 | 3 | 60.8 | 58.1 | 84.02 | 55.94 | 69.98 | 16 | 14.5 | 28.9 | 13.3 | 21.1
5236 | 8 | 7 | 4 | 60.62 | 57.2 | 82.04 | 51.98 | 66.92 | 15.9 | 14 | 27.8 | 11.1 | 19.4
5237 | 8 | 7 | 5 | 60.8 | 55.4 | 80.06 | 51.98 | 66.02 | 16 | 13 | 26.7 | 11.1 | 18.9
5238 | 8 | 7 | 6 | 62.6 | 57.2 | 82.04 | 51.98 | 66.02 | 17 | 14 | 27.8 | 11.1 | 18.9
5239 | 8 | 7 | 7 | 68 | 62.6 | 87.08 | 60.08 | 69.08 | 20 | 17 | 30.6 | 15.6 | 20.6
5240 | 8 | 7 | 8 | 73.4 | 69.8 | 91.04 | 68 | 71.96 | 23 | 21 | 32.8 | 20 | 22.2
5241 | 8 | 7 | 9 | 78.8 | 73.4 | 93.02 | 75.92 | 78.08 | 26 | 23 | 33.9 | 24.4 | 25.6
5242 | 8 | 7 | 10 | 82.4 | 77 | 95 | 82.04 | 82.04 | 28 | 25 | 35 | 27.8 | 27.8
5243 | 8 | 7 | 11 | 86 | 82.4 | 98.06 | 84.92 | 86 | 30 | 28 | 36.7 | 29.4 | 30
5244 | 8 | 7 | 12 | 87.8 | 87.8 | 98.06 | 86 | 87.98 | 31 | 31 | 36.7 | 30 | 31.1
5245 | 8 | 7 | 13 | 87.8 | 89.6 | 98.06 | 89.06 | 91.04 | 31 | 32 | 36.7 | 31.7 | 32.8
5246 | 8 | 7 | 14 | 87.8 | 91.4 | 93.92 | 91.04 | 91.94 | 31 | 33 | 34.4 | 32.8 | 33.3
5247 | 8 | 7 | 15 | 78.8 | 91.4 | 96.98 | 89.96 | 91.04 | 26 | 33 | 36.1 | 32.2 | 32.8
5248 | 8 | 7 | 16 | 78.8 | 91.4 | 100.04 | 91.94 | 91.94 | 26 | 33 | 37.8 | 33.3 | 33.3
5249 | 8 | 7 | 17 | 75.2 | 84.2 | 100.94 | 91.04 | 91.04 | 24 | 29 | 38.3 | 32.8 | 32.8
5250 | 8 | 7 | 18 | 75.2 | 69.8 | 98.96 | 87.98 | 86 | 24 | 21 | 37.2 | 31.1 | 30
5251 | 8 | 7 | 19 | 73.4 | 66.2 | 96.08 | 82.04 | 82.04 | 23 | 19 | 35.6 | 27.8 | 27.8
5252 | 8 | 7 | 20 | 71.6 | 66.2 | 93.02 | 77 | 80.06 | 22 | 19 | 33.9 | 25 | 26.7
5253 | 8 | 7 | 21 | 68 | 66.2 | 91.04 | 73.04 | 80.06 | 20 | 19 | 32.8 | 22.8 | 26.7
5254 | 8 | 7 | 22 | 66.2 | 64.4 | 89.06 | 68 | 78.08 | 19 | 18 | 31.7 | 20 | 25.6
5255 | 8 | 7 | 23 | 64.4 | 62.6 | 89.06 | 66.02 | 69.08 | 18 | 17 | 31.7 | 18.9 | 20.6
5256 | 8 | 7 | 24 | 62.6 | 62.6 | 86 | 64.04 | 69.08 | 17 | 17 | 30 | 17.8 | 20.6
5257 | 8 | 8 | 1 | 59 | 60.8 | 86 | 60.98 | 68 | 15 | 16 | 30 | 16.1 | 20
5258 | 8 | 8 | 2 | 59 | 60.8 | 84.92 | 60.98 | 69.08 | 15 | 16 | 29.4 | 16.1 | 20.6
5259 | 8 | 8 | 3 | 60.8 | 59 | 82.04 | 55.94 | 69.08 | 16 | 15 | 27.8 | 13.3 | 20.6
5260 | 8 | 8 | 4 | 60.8 | 59 | 80.96 | 53.06 | 66.92 | 16 | 15 | 27.2 | 11.7 | 19.4
5261 | 8 | 8 | 5 | 60.8 | 57.2 | 82.04 | 53.06 | 64.04 | 16 | 14 | 27.8 | 11.7 | 17.8
5262 | 8 | 8 | 6 | 60.8 | 57.2 | 84.92 | 53.06 | 62.96 | 16 | 14 | 29.4 | 11.7 | 17.2
5263 | 8 | 8 | 7 | 62.6 | 62.6 | 86 | 62.96 | 66.02 | 17 | 17 | 30 | 17.2 | 18.9
5264 | 8 | 8 | 8 | 69.8 | 66.2 | 91.04 | 69.08 | 73.04 | 21 | 19 | 32.8 | 20.6 | 22.8
5265 | 8 | 8 | 9 | 77 | 71.6 | 93.02 | 75.02 | 75.02 | 25 | 22 | 33.9 | 23.9 | 23.9
5266 | 8 | 8 | 10 | 82.4 | 75.2 | 95 | 82.94 | 78.08 | 28 | 24 | 35 | 28.3 | 25.6
5267 | 8 | 8 | 11 | 84.2 | 80.6 | 96.98 | 89.06 | 82.04 | 29 | 27 | 36.1 | 31.7 | 27.8
5268 | 8 | 8 | 12 | 86 | 84.2 | 98.96 | 91.04 | 82.94 | 30 | 29 | 37.2 | 32.8 | 28.3
5269 | 8 | 8 | 13 | 86 | 87.8 | 102.92 | 93.92 | 86 | 30 | 31 | 39.4 | 34.4 | 30
5270 | 8 | 8 | 14 | 86 | 91.4 | 96.08 | 95 | 87.98 | 30 | 33 | 35.6 | 35 | 31.1
5271 | 8 | 8 | 15 | 87.8 | 80.6 | 93.92 | 96.08 | 89.06 | 31 | 27 | 34.4 | 35.6 | 31.7
5272 | 8 | 8 | 16 | 86 | 82.4 | 91.04 | 96.08 | 89.96 | 30 | 28 | 32.8 | 35.6 | 32.2
5273 | 8 | 8 | 17 | 77 | 82.4 | 91.94 | 95 | 89.96 | 25 | 28 | 33.3 | 35 | 32.2
5274 | 8 | 8 | 18 | 77 | 82.4 | 93.02 | 91.94 | 86 | 25 | 28 | 33.9 | 33.3 | 30
5275 | 8 | 8 | 19 | 75.2 | 78.8 | 89.06 | 87.98 | 78.08 | 24 | 26 | 31.7 | 31.1 | 25.6
5276 | 8 | 8 | 20 | 68 | 71.6 | 87.98 | 84.92 | 73.04 | 20 | 22 | 31.1 | 29.4 | 22.8
5277 | 8 | 8 | 21 | 68 | 64.4 | 87.98 | 82.04 | 71.96 | 20 | 18 | 31.1 | 27.8 | 22.2
5278 | 8 | 8 | 22 | 66.2 | 62.6 | 86 | 78.98 | 71.06 | 19 | 17 | 30 | 26.1 | 21.7
5279 | 8 | 8 | 23 | 62.6 | 62.6 | 84.02 | 78.08 | 66.02 | 17 | 17 | 28.9 | 25.6 | 18.9
5280 | 8 | 8 | 24 | 62.6 | 60.8 | 82.94 | 71.06 | 66.92 | 17 | 16 | 28.3 | 21.7 | 19.4
5281 | 8 | 9 | 1 | 62.6 | 60.8 | 80.06 | 69.98 | 66.92 | 17 | 16 | 26.7 | 21.1 | 19.4
5282 | 8 | 9 | 2 | 64.4 | 60.8 | 80.06 | 62.06 | 66.92 | 18 | 16 | 26.7 | 16.7 | 19.4
5283 | 8 | 9 | 3 | 62.6 | 57.2 | 77 | 62.06 | 64.04 | 17 | 14 | 25 | 16.7 | 17.8
5284 | 8 | 9 | 4 | 57.2 | 57.2 | 77 | 60.08 | 64.94 | 14 | 14 | 25 | 15.6 | 18.3
5285 | 8 | 9 | 5 | 57.2 | 55.4 | 77 | 57.02 | 66.02 | 14 | 13 | 25 | 13.9 | 18.9
5286 | 8 | 9 | 6 | 55.4 | 55.4 | 77 | 55.94 | 62.06 | 13 | 13 | 25 | 13.3 | 16.7
5287 | 8 | 9 | 7 | 57.2 | 59 | 82.04 | 66.02 | 66.92 | 14 | 15 | 27.8 | 18.9 | 19.4
5288 | 8 | 9 | 8 | 60.8 | 62.6 | 87.08 | 73.94 | 71.06 | 16 | 17 | 30.6 | 23.3 | 21.7
5289 | 8 | 9 | 9 | 60.8 | 66.2 | 89.06 | 80.06 | 75.02 | 16 | 19 | 31.7 | 26.7 | 23.9
5290 | 8 | 9 | 10 | 66.2 | 69.8 | 93.02 | 86 | 78.98 | 19 | 21 | 33.9 | 30 | 26.1
5291 | 8 | 9 | 11 | 69.8 | 71.6 | 96.08 | 89.96 | 80.06 | 21 | 22 | 35.6 | 32.2 | 26.7
5292 | 8 | 9 | 12 | 73.4 | 75.2 | 96.98 | 95 | 82.94 | 23 | 24 | 36.1 | 35 | 28.3
5293 | 8 | 9 | 13 | 78.8 | 77 | 100.94 | 96.08 | 87.08 | 26 | 25 | 38.3 | 35.6 | 30.6
5294 | 8 | 9 | 14 | 80.6 | 80.6 | 102.92 | 96.98 | 87.08 | 27 | 27 | 39.4 | 36.1 | 30.6
5295 | 8 | 9 | 15 | 82.4 | 82.4 | 102.92 | 96.08 | 89.96 | 28 | 28 | 39.4 | 35.6 | 32.2
5296 | 8 | 9 | 16 | 82.4 | 84.2 | 102.02 | 95 | 91.04 | 28 | 29 | 38.9 | 35 | 32.8
5297 | 8 | 9 | 17 | 80.6 | 84.2 | 102.02 | 93.02 | 91.04 | 27 | 29 | 38.9 | 33.9 | 32.8
5298 | 8 | 9 | 18 | 80.6 | 84.2 | 100.04 | 87.08 | 89.06 | 27 | 29 | 37.8 | 30.6 | 31.7
5299 | 8 | 9 | 19 | 77 | 75.2 | 98.96 | 84.02 | 86 | 25 | 24 | 37.2 | 28.9 | 30
5300 | 8 | 9 | 20 | 69.8 | 66.2 | 95 | 82.04 | 84.02 | 21 | 19 | 35 | 27.8 | 28.9
5301 | 8 | 9 | 21 | 68 | 66.2 | 91.94 | 78.08 | 78.98 | 20 | 19 | 33.3 | 25.6 | 26.1
5302 | 8 | 9 | 22 | 66.2 | 64.4 | 87.98 | 75.02 | 75.92 | 19 | 18 | 31.1 | 23.9 | 24.4
5303 | 8 | 9 | 23 | 66.2 | 62.6 | 86 | 71.06 | 75.02 | 19 | 17 | 30 | 21.7 | 23.9
5304 | 8 | 9 | 24 | 64.4 | 62.6 | 84.92 | 64.94 | 73.04 | 18 | 17 | 29.4 | 18.3 | 22.8
5305 | 8 | 10 | 1 | 64.4 | 59 | 80.96 | 64.04 | 71.96 | 18 | 15 | 27.2 | 17.8 | 22.2
5306 | 8 | 10 | 2 | 62.6 | 55.4 | 80.96 | 57.92 | 71.96 | 17 | 13 | 27.2 | 14.4 | 22.2
5307 | 8 | 10 | 3 | 60.8 | 55.4 | 80.96 | 59 | 71.96 | 16 | 13 | 27.2 | 15 | 22.2
5308 | 8 | 10 | 4 | 57.2 | 55.4 | 78.98 | 57.92 | 71.06 | 14 | 13 | 26.1 | 14.4 | 21.7
5309 | 8 | 10 | 5 | 57.2 | 53.6 | 80.06 | 53.96 | 71.06 | 14 | 12 | 26.7 | 12.2 | 21.7
5310 | 8 | 10 | 6 | 57.2 | 55.4 | 80.96 | 53.96 | 71.06 | 14 | 13 | 27.2 | 12.2 | 21.7
5311 | 8 | 10 | 7 | 62.6 | 60.8 | 84.02 | 64.04 | 71.96 | 17 | 16 | 28.9 | 17.8 | 22.2
5312 | 8 | 10 | 8 | 66.2 | 64.4 | 89.06 | 73.04 | 71.06 | 19 | 18 | 31.7 | 22.8 | 21.7
5313 | 8 | 10 | 9 | 71.6 | 64.4 | 93.92 | 78.98 | 73.04 | 22 | 18 | 34.4 | 26.1 | 22.8
5314 | 8 | 10 | 10 | 78.8 | 71.6 | 98.96 | 84.02 | 75.92 | 26 | 22 | 37.2 | 28.9 | 24.4
5315 | 8 | 10 | 11 | 87.8 | 75.2 | 102.92 | 86 | 80.96 | 31 | 24 | 39.4 | 30 | 27.2
5316 | 8 | 10 | 12 | 87.8 | 77 | 102.92 | 89.06 | 82.04 | 31 | 25 | 39.4 | 31.7 | 27.8
5317 | 8 | 10 | 13 | 89.6 | 84.2 | 105.08 | 89.96 | 84.92 | 32 | 29 | 40.6 | 32.2 | 29.4
5318 | 8 | 10 | 14 | 91.4 | 89.6 | 105.08 | 89.96 | 86 | 33 | 32 | 40.6 | 32.2 | 30
5319 | 8 | 10 | 15 | 91.4 | 89.6 | 105.08 | 89.96 | 87.08 | 33 | 32 | 40.6 | 32.2 | 30.6
5320 | 8 | 10 | 16 | 89.6 | 91.4 | 104 | 89.06 | 87.08 | 32 | 33 | 40 | 31.7 | 30.6
5321 | 8 | 10 | 17 | 89.6 | 89.6 | 102.92 | 87.08 | 87.98 | 32 | 32 | 39.4 | 30.6 | 31.1
5322 | 8 | 10 | 18 | 87.8 | 87.8 | 102.02 | 84.02 | 82.94 | 31 | 31 | 38.9 | 28.9 | 28.3
5323 | 8 | 10 | 19 | 84.2 | 75.2 | 98.06 | 80.06 | 66.92 | 29 | 24 | 36.7 | 26.7 | 19.4
5324 | 8 | 10 | 20 | 80.6 | 73.4 | 93.92 | 77 | 68 | 27 | 23 | 34.4 | 25 | 20
5325 | 8 | 10 | 21 | 77 | 73.4 | 91.94 | 71.96 | 66.92 | 25 | 23 | 33.3 | 22.2 | 19.4
5326 | 8 | 10 | 22 | 75.2 | 73.4 | 91.04 | 69.98 | 66.92 | 24 | 23 | 32.8 | 21.1 | 19.4
5327 | 8 | 10 | 23 | 71.6 | 73.4 | 91.04 | 69.08 | 66.92 | 22 | 23 | 32.8 | 20.6 | 19.4
5328 | 8 | 10 | 24 | 73.4 | 69.8 | 89.96 | 68 | 64.94 | 23 | 21 | 32.2 | 20 | 18.3
5329 | 8 | 11 | 1 | 69.8 | 60.8 | 86 | 57.92 | 64.94 | 21 | 16 | 30 | 14.4 | 18.3
5330 | 8 | 11 | 2 | 66.2 | 57.2 | 84.02 | 57.92 | 64.94 | 19 | 14 | 28.9 | 14.4 | 18.3
5331 | 8 | 11 | 3 | 60.8 | 57.2 | 84.92 | 55.04 | 64.04 | 16 | 14 | 29.4 | 12.8 | 17.8
5332 | 8 | 11 | 4 | 60.8 | 55.4 | 84.02 | 55.94 | 62.96 | 16 | 13 | 28.9 | 13.3 | 17.2
5333 | 8 | 11 | 5 | 60.8 | 53.6 | 84.02 | 53.96 | 60.98 | 16 | 12 | 28.9 | 12.2 | 16.1
5334 | 8 | 11 | 6 | 62.6 | 53.6 | 84.02 | 55.04 | 60.08 | 17 | 12 | 28.9 | 12.8 | 15.6
5335 | 8 | 11 | 7 | 69.8 | 62.6 | 87.08 | 62.06 | 62.06 | 21 | 17 | 30.6 | 16.7 | 16.7
5336 | 8 | 11 | 8 | 77 | 71.6 | 91.04 | 68 | 64.94 | 25 | 22 | 32.8 | 20 | 18.3
5337 | 8 | 11 | 9 | 84.2 | 77 | 93.92 | 75.02 | 69.98 | 29 | 25 | 34.4 | 23.9 | 21.1
5338 | 8 | 11 | 10 | 86 | 82.58 | 96.08 | 78.98 | 73.94 | 30 | 28.1 | 35.6 | 26.1 | 23.3
5339 | 8 | 11 | 11 | 89.6 | 87.8 | 98.06 | 82.94 | 78.08 | 32 | 31 | 36.7 | 28.3 | 25.6
5340 | 8 | 11 | 12 | 91.4 | 91.4 | 98.96 | 84.02 | 80.06 | 33 | 33 | 37.2 | 28.9 | 26.7
5341 | 8 | 11 | 13 | 91.4 | 93.2 | 100.04 | 87.98 | 80.96 | 33 | 34 | 37.8 | 31.1 | 27.2
5342 | 8 | 11 | 14 | 93.2 | 91.4 | 102.02 | 89.96 | 82.94 | 34 | 33 | 38.9 | 32.2 | 28.3
5343 | 8 | 11 | 15 | 91.4 | 93.2 | 102.02 | 89.96 | 84.02 | 33 | 34 | 38.9 | 32.2 | 28.9
5344 | 8 | 11 | 16 | 91.4 | 93.2 | 100.94 | 89.06 | 84.02 | 33 | 34 | 38.3 | 31.7 | 28.9
5345 | 8 | 11 | 17 | 91.4 | 95 | 100.04 | 87.98 | 84.02 | 33 | 35 | 37.8 | 31.1 | 28.9
5346 | 8 | 11 | 18 | 87.8 | 93.2 | 100.04 | 84.92 | 82.94 | 31 | 34 | 37.8 | 29.4 | 28.3
5347 | 8 | 11 | 19 | 84.2 | 86 | 96.98 | 80.96 | 78.98 | 29 | 30 | 36.1 | 27.2 | 26.1
5348 | 8 | 11 | 20 | 77 | 71.6 | 95 | 77 | 78.08 | 25 | 22 | 35 | 25 | 25.6
5349 | 8 | 11 | 21 | 71.6 | 71.6 | 93.02 | 75.02 | 75.92 | 22 | 22 | 33.9 | 23.9 | 24.4
5350 | 8 | 11 | 22 | 73.4 | 66.2 | 91.94 | 71.96 | 75.92 | 23 | 19 | 33.3 | 22.2 | 24.4
5351 | 8 | 11 | 23 | 69.8 | 62.6 | 89.96 | 66.02 | 73.94 | 21 | 17 | 32.2 | 18.9 | 23.3
5352 | 8 | 11 | 24 | 68 | 69.8 | 89.06 | 66.02 | 73.94 | 20 | 21 | 31.7 | 18.9 | 23.3
5353 | 8 | 12 | 1 | 66.2 | 66.2 | 86 | 53.96 | 73.04 | 19 | 19 | 30 | 12.2 | 22.8
5354 | 8 | 12 | 2 | 64.4 | 64.4 | 84.92 | 55.94 | 71.06 | 18 | 18 | 29.4 | 13.3 | 21.7
5355 | 8 | 12 | 3 | 60.8 | 60.8 | 82.94 | 51.98 | 69.98 | 16 | 16 | 28.3 | 11.1 | 21.1
5356 | 8 | 12 | 4 | 59 | 57.2 | 82.04 | 51.08 | 66.92 | 15 | 14 | 27.8 | 10.6 | 19.4
5357 | 8 | 12 | 5 | 57.2 | 57.2 | 82.04 | 48.92 | 68 | 14 | 14 | 27.8 | 9.4 | 20
5358 | 8 | 12 | 6 | 57.2 | 59 | 82.04 | 51.08 | 66.92 | 14 | 15 | 27.8 | 10.6 | 19.4
5359 | 8 | 12 | 7 | 59.18 | 60.8 | 84.02 | 59 | 69.98 | 15.1 | 16 | 28.9 | 15 | 21.1
5360 | 8 | 12 | 8 | 60.8 | 62.6 | 87.08 | 66.02 | 73.04 | 16 | 17 | 30.6 | 18.9 | 22.8
5361 | 8 | 12 | 9 | 62.6 | 64.4 | 91.04 | 75.02 | 75.02 | 17 | 18 | 32.8 | 23.9 | 23.9
5362 | 8 | 12 | 10 | 66.2 | 66.2 | 95 | 78.98 | 77 | 19 | 19 | 35 | 26.1 | 25
5363 | 8 | 12 | 11 | 68 | 66.2 | 96.08 | 82.04 | 80.96 | 20 | 19 | 35.6 | 27.8 | 27.2
5364 | 8 | 12 | 12 | 68 | 69.8 | 98.96 | 84.02 | 84.02 | 20 | 21 | 37.2 | 28.9 | 28.9
5365 | 8 | 12 | 13 | 71.6 | 69.8 | 100.04 | 87.08 | 84.92 | 22 | 21 | 37.8 | 30.6 | 29.4
5366 | 8 | 12 | 14 | 69.8 | 71.6 | 100.94 | 89.96 | 87.08 | 21 | 22 | 38.3 | 32.2 | 30.6
5367 | 8 | 12 | 15 | 71.6 | 71.6 | 100.94 | 89.96 | 87.98 | 22 | 22 | 38.3 | 32.2 | 31.1
5368 | 8 | 12 | 16 | 71.6 | 69.8 | 100.04 | 87.98 | 82.04 | 22 | 21 | 37.8 | 31.1 | 27.8
5369 | 8 | 12 | 17 | 69.8 | 64.4 | 100.04 | 86 | 75.92 | 21 | 18 | 37.8 | 30 | 24.4
5370 | 8 | 12 | 18 | 68 | 62.6 | 98.96 | 82.04 | 73.94 | 20 | 17 | 37.2 | 27.8 | 23.3
5371 | 8 | 12 | 19 | 60.8 | 59 | 96.08 | 78.08 | 73.04 | 16 | 15 | 35.6 | 25.6 | 22.8
5372 | 8 | 12 | 20 | 57.2 | 57.2 | 93.02 | 75.02 | 71.06 | 14 | 14 | 33.9 | 23.9 | 21.7
5373 | 8 | 12 | 21 | 55.4 | 57.2 | 89.96 | 73.04 | 69.98 | 13 | 14 | 32.2 | 22.8 | 21.1
5374 | 8 | 12 | 22 | 53.6 | 55.4 | 89.06 | 71.06 | 69.98 | 12 | 13 | 31.7 | 21.7 | 21.1
5375 | 8 | 12 | 23 | 51.8 | 55.4 | 84.02 | 60.08 | 69.08 | 11 | 13 | 28.9 | 15.6 | 20.6
5376 | 8 | 12 | 24 | 51.8 | 53.6 | 82.04 | 60.08 | 69.98 | 11 | 12 | 27.8 | 15.6 | 21.1
5377 | 8 | 13 | 1 | 51.8 | 53.6 | 80.96 | 51.98 | 68 | 11 | 12 | 27.2 | 11.1 | 20
5378 | 8 | 13 | 2 | 53.6 | 55.4 | 78.08 | 53.06 | 66.02 | 12 | 13 | 25.6 | 11.7 | 18.9
5379 | 8 | 13 | 3 | 53.6 | 51.8 | 75.92 | 48.02 | 64.04 | 12 | 11 | 24.4 | 8.9 | 17.8
5380 | 8 | 13 | 4 | 53.6 | 48.2 | 75.92 | 48.02 | 62.96 | 12 | 9 | 24.4 | 8.9 | 17.2
5381 | 8 | 13 | 5 | 53.6 | 46.4 | 73.94 | 44.96 | 62.96 | 12 | 8 | 23.3 | 7.2 | 17.2
5382 | 8 | 13 | 6 | 51.8 | 48.2 | 78.08 | 46.94 | 64.04 | 11 | 9 | 25.6 | 8.3 | 17.8
5383 | 8 | 13 | 7 | 53.6 | 53.6 | 80.96 | 57.02 | 66.02 | 12 | 12 | 27.2 | 13.9 | 18.9
5384 | 8 | 13 | 8 | 59 | 57.2 | 87.08 | 62.96 | 68 | 15 | 14 | 30.6 | 17.2 | 20
5385 | 8 | 13 | 9 | 60.8 | 60.8 | 91.04 | 71.06 | 71.96 | 16 | 16 | 32.8 | 21.7 | 22.2
5386 | 8 | 13 | 10 | 64.4 | 64.4 | 93.02 | 78.08 | 75.02 | 18 | 18 | 33.9 | 25.6 | 23.9
5387 | 8 | 13 | 11 | 66.2 | 66.2 | 93.92 | 82.04 | 78.08 | 19 | 19 | 34.4 | 27.8 | 25.6
5388 | 8 | 13 | 12 | 68 | 69.8 | 96.08 | 84.02 | 80.96 | 20 | 21 | 35.6 | 28.9 | 27.2
5389 | 8 | 13 | 13 | 69.8 | 71.6 | 96.08 | 80.96 | 82.94 | 21 | 22 | 35.6 | 27.2 | 28.3
5390 | 8 | 13 | 14 | 71.6 | 75.2 | 96.08 | 82.94 | 86 | 22 | 24 | 35.6 | 28.3 | 30
5391 | 8 | 13 | 15 | 73.4 | 77 | 96.98 | 82.04 | 84.92 | 23 | 25 | 36.1 | 27.8 | 29.4
5392 | 8 | 13 | 16 | 73.4 | 75.2 | 96.08 | 80.06 | 86 | 23 | 24 | 35.6 | 26.7 | 30
5393 | 8 | 13 | 17 | 71.6 | 77 | 95 | 80.06 | 87.98 | 22 | 25 | 35 | 26.7 | 31.1
5394 | 8 | 13 | 18 | 73.4 | 75.2 | 93.02 | 77 | 84.02 | 23 | 24 | 33.9 | 25 | 28.9
5395 | 8 | 13 | 19 | 69.8 | 71.6 | 91.04 | 73.04 | 82.04 | 21 | 22 | 32.8 | 22.8 | 27.8
5396 | 8 | 13 | 20 | 66.2 | 66.2 | 87.98 | 69.98 | 78.98 | 19 | 19 | 31.1 | 21.1 | 26.1
5397 | 8 | 13 | 21 | 64.4 | 60.8 | 82.94 | 68 | 77 | 18 | 16 | 28.3 | 20 | 25
5398 | 8 | 13 | 22 | 60.8 | 62.6 | 86 | 64.04 | 75.02 | 16 | 17 | 30 | 17.8 | 23.9
5399 | 8 | 13 | 23 | 60.8 | 57.2 | 84.02 | 60.08 | 75.02 | 16 | 14 | 28.9 | 15.6 | 23.9
5400 | 8 | 13 | 24 | 62.6 | 53.6 | 80.06 | 59 | 71.06 | 17 | 12 | 26.7 | 15 | 21.7
5401 | 8 | 14 | 1 | 60.8 | 50 | 78.98 | 55.94 | 68 | 16 | 10 | 26.1 | 13.3 | 20
5402 | 8 | 14 | 2 | 60.8 | 50 | 78.98 | 55.94 | 68 | 16 | 10 | 26.1 | 13.3 | 20
5403 | 8 | 14 | 3 | 60.8 | 48.2 | 75.92 | 53.06 | 66.92 | 16 | 9 | 24.4 | 11.7 | 19.4
5404 | 8 | 14 | 4 | 60.8 | 46.4 | 75.92 | 48.02 | 66.02 | 16 | 8 | 24.4 | 8.9 | 18.9
5405 | 8 | 14 | 5 | 59 | 46.4 | 75.92 | 48.02 | 66.02 | 15 | 8 | 24.4 | 8.9 | 18.9
5406 | 8 | 14 | 6 | 62.6 | 48.2 | 77 | 53.06 | 66.02 | 17 | 9 | 25 | 11.7 | 18.9
5407 | 8 | 14 | 7 | 68 | 55.4 | 78.98 | 57.02 | 68 | 20 | 13 | 26.1 | 13.9 | 20
5408 | 8 | 14 | 8 | 71.6 | 62.6 | 82.04 | 64.04 | 71.96 | 22 | 17 | 27.8 | 17.8 | 22.2
5409 | 8 | 14 | 9 | 78.8 | 66.2 | 84.92 | 69.08 | 75.02 | 26 | 19 | 29.4 | 20.6 | 23.9
5410 | 8 | 14 | 10 | 82.4 | 75.2 | 87.08 | 71.96 | 78.08 | 28 | 24 | 30.6 | 22.2 | 25.6
5411 | 8 | 14 | 11 | 86 | 80.6 | 89.96 | 75.92 | 80.06 | 30 | 27 | 32.2 | 24.4 | 26.7
5412 | 8 | 14 | 12 | 87.8 | 84.2 | 91.94 | 77 | 82.94 | 31 | 29 | 33.3 | 25 | 28.3
5413 | 8 | 14 | 13 | 87.8 | 89.6 | 93.02 | 77 | 84.02 | 31 | 32 | 33.9 | 25 | 28.9
5414 | 8 | 14 | 14 | 91.4 | 91.4 | 93.92 | 78.08 | 84.92 | 33 | 33 | 34.4 | 25.6 | 29.4
5415 | 8 | 14 | 15 | 93.2 | 93.2 | 93.92 | 78.08 | 86 | 34 | 34 | 34.4 | 25.6 | 30
5416 | 8 | 14 | 16 | 91.4 | 93.2 | 93.92 | 75.92 | 87.08 | 33 | 34 | 34.4 | 24.4 | 30.6
5417 | 8 | 14 | 17 | 91.4 | 93.2 | 93.02 | 73.04 | 86 | 33 | 34 | 33.9 | 22.8 | 30
5418 | 8 | 14 | 18 | 89.6 | 91.4 | 91.04 | 71.06 | 84.92 | 32 | 33 | 32.8 | 21.7 | 29.4
5419 | 8 | 14 | 19 | 84.2 | 82.4 | 87.08 | 66.92 | 82.04 | 29 | 28 | 30.6 | 19.4 | 27.8
5420 | 8 | 14 | 20 | 78.8 | 75.2 | 84.02 | 64.04 | 80.06 | 26 | 24 | 28.9 | 17.8 | 26.7
5421 | 8 | 14 | 21 | 78.8 | 69.8 | 80.96 | 62.96 | 77 | 26 | 21 | 27.2 | 17.2 | 25
5422 | 8 | 14 | 22 | 77 | 60.8 | 78.98 | 62.06 | 75.02 | 25 | 16 | 26.1 | 16.7 | 23.9
5423 | 8 | 14 | 23 | 69.8 | 64.4 | 77 | 59 | 71.96 | 21 | 18 | 25 | 15 | 22.2
5424 | 8 | 14 | 24 | 66.2 | 57.2 | 75.02 | 57.02 | 71.06 | 19 | 14 | 23.9 | 13.9 | 21.7
5425 | 8 | 15 | 1 | 66.2 | 57.2 | 71.96 | 51.98 | 69.98 | 19 | 14 | 22.2 | 11.1 | 21.1
5426 | 8 | 15 | 2 | 64.4 | 66.2 | 71.06 | 46.94 | 69.98 | 18 | 19 | 21.7 | 8.3 | 21.1
5427 | 8 | 15 | 3 | 66.2 | 62.6 | 69.08 | 46.04 | 69.98 | 19 | 17 | 20.6 | 7.8 | 21.1
5428 | 8 | 15 | 4 | 59 | 57.2 | 69.98 | 44.96 | 69.08 | 15 | 14 | 21.1 | 7.2 | 20.6
5429 | 8 | 15 | 5 | 57.2 | 57.2 | 68 | 42.98 | 68 | 14 | 14 | 20 | 6.1 | 20
5430 | 8 | 15 | 6 | 55.4 | 55.4 | 69.08 | 44.06 | 68 | 13 | 13 | 20.6 | 6.7 | 20
5431 | 8 | 15 | 7 | 57.2 | 59 | 73.04 | 51.98 | 69.98 | 14 | 15 | 22.8 | 11.1 | 21.1
5432 | 8 | 15 | 8 | 57.2 | 60.8 | 77 | 59 | 73.04 | 14 | 16 | 25 | 15 | 22.8
5433 | 8 | 15 | 9 | 59 | 64.4 | 78.98 | 64.04 | 75.92 | 15 | 18 | 26.1 | 17.8 | 24.4
5434 | 8 | 15 | 10 | 62.6 | 66.2 | 84.02 | 69.98 | 78.98 | 17 | 19 | 28.9 | 21.1 | 26.1
5435 | 8 | 15 | 11 | 68 | 69.8 | 86 | 71.96 | 80.06 | 20 | 21 | 30 | 22.2 | 26.7
5436 | 8 | 15 | 12 | 71.6 | 71.6 | 87.98 | 75.92 | 82.94 | 22 | 22 | 31.1 | 24.4 | 28.3
5437 | 8 | 15 | 13 | 75.2 | 75.2 | 89.96 | 75.92 | 86 | 24 | 24 | 32.2 | 24.4 | 30
5438 | 8 | 15 | 14 | 78.8 | 78.8 | 91.94 | 80.06 | 87.98 | 26 | 26 | 33.3 | 26.7 | 31.1
5439 | 8 | 15 | 15 | 84.2 | 80.6 | 93.02 | 80.96 | 89.06 | 29 | 27 | 33.9 | 27.2 | 31.7
5440 | 8 | 15 | 16 | 86 | 80.6 | 93.02 | 82.04 | 91.04 | 30 | 27 | 33.9 | 27.8 | 32.8
5441 | 8 | 15 | 17 | 86 | 82.4 | 93.02 | 80.96 | 89.96 | 30 | 28 | 33.9 | 27.2 | 32.2
5442 | 8 | 15 | 18 | 82.4 | 80.6 | 91.04 | 80.96 | 87.98 | 28 | 27 | 32.8 | 27.2 | 31.1
5443 | 8 | 15 | 19 | 78.8 | 71.6 | 86 | 77 | 84.02 | 26 | 22 | 30 | 25 | 28.9
5444 | 8 | 15 | 20 | 75.2 | 71.6 | 84.02 | 73.04 | 80.06 | 24 | 22 | 28.9 | 22.8 | 26.7
5445 | 8 | 15 | 21 | 73.4 | 69.8 | 78.98 | 71.06 | 77 | 23 | 21 | 26.1 | 21.7 | 25
5446 | 8 | 15 | 22 | 71.6 | 69.8 | 77 | 66.02 | 77 | 22 | 21 | 25 | 18.9 | 25
5447 | 8 | 15 | 23 | 71.6 | 66.2 | 75.92 | 64.04 | 73.94 | 22 | 19 | 24.4 | 17.8 | 23.3
5448 | 8 | 15 | 24 | 69.8 | 64.4 | 73.04 | 59 | 73.04 | 21 | 18 | 22.8 | 15 | 22.8
5449 | 8 | 16 | 1 | 68 | 62.6 | 71.96 | 55.94 | 71.96 | 20 | 17 | 22.2 | 13.3 | 22.2
5450 | 8 | 16 | 2 | 68 | 59 | 69.98 | 51.98 | 69.98 | 20 | 15 | 21.1 | 11.1 | 21.1
5451 | 8 | 16 | 3 | 66.2 | 57.2 | 66.92 | 51.98 | 69.98 | 19 | 14 | 19.4 | 11.1 | 21.1
5452 | 8 | 16 | 4 | 64.4 | 53.6 | 68 | 50 | 66.02 | 18 | 12 | 20 | 10 | 18.9
5453 | 8 | 16 | 5 | 62.6 | 51.8 | 66.02 | 50 | 66.02 | 17 | 11 | 18.9 | 10 | 18.9
5454 | 8 | 16 | 6 | 64.4 | 51.8 | 66.02 | 48.92 | 64.94 | 18 | 11 | 18.9 | 9.4 | 18.3
5455 | 8 | 16 | 7 | 69.8 | 55.4 | 73.04 | 57.02 | 68 | 21 | 13 | 22.8 | 13.9 | 20
5456 | 8 | 16 | 8 | 77 | 62.6 | 80.96 | 62.96 | 73.04 | 25 | 17 | 27.2 | 17.2 | 22.8
5457 | 8 | 16 | 9 | 84.2 | 69.8 | 84.02 | 69.98 | 75.92 | 29 | 21 | 28.9 | 21.1 | 24.4
5458 | 8 | 16 | 10 | 91.4 | 77 | 87.08 | 75.02 | 80.96 | 33 | 25 | 30.6 | 23.9 | 27.2
5459 | 8 | 16 | 11 | 95 | 84.2 | 91.04 | 78.98 | 82.94 | 35 | 29 | 32.8 | 26.1 | 28.3
5460 | 8 | 16 | 12 | 95 | 91.4 | 93.92 | 82.94 | 86 | 35 | 33 | 34.4 | 28.3 | 30
5461 | 8 | 16 | 13 | 96.8 | 95 | 95 | 84.92 | 89.06 | 36 | 35 | 35 | 29.4 | 31.7
5462 | 8 | 16 | 14 | 98.6 | 100.4 | 96.08 | 87.08 | 89.96 | 37 | 38 | 35.6 | 30.6 | 32.2
5463 | 8 | 16 | 15 | 96.8 | 100.4 | 96.98 | 87.08 | 91.94 | 36 | 38 | 36.1 | 30.6 | 33.3
5464 | 8 | 16 | 16 | 98.6 | 100.4 | 96.98 | 89.06 | 91.94 | 37 | 38 | 36.1 | 31.7 | 33.3
5465 | 8 | 16 | 17 | 96.8 | 96.8 | 96.98 | 87.98 | 91.04 | 36 | 36 | 36.1 | 31.1 | 32.8
5466 | 8 | 16 | 18 | 93.2 | 93.2 | 93.92 | 84.92 | 89.96 | 34 | 34 | 34.4 | 29.4 | 32.2
5467 | 8 | 16 | 19 | 87.8 | 86 | 87.98 | 80.96 | 87.08 | 31 | 30 | 31.1 | 27.2 | 30.6
5468 | 8 | 16 | 20 | 84.2 | 82.4 | 84.92 | 78.98 | 80.06 | 29 | 28 | 29.4 | 26.1 | 26.7
5469 | 8 | 16 | 21 | 78.8 | 78.8 | 84.92 | 78.08 | 78.08 | 26 | 26 | 29.4 | 25.6 | 25.6
5470 | 8 | 16 | 22 | 75.2 | 71.6 | 78.08 | 71.06 | 75.02 | 24 | 22 | 25.6 | 21.7 | 23.9
5471 | 8 | 16 | 23 | 68 | 66.2 | 73.94 | 71.96 | 73.94 | 20 | 19 | 23.3 | 22.2 | 23.3
5472 | 8 | 16 | 24 | 64.4 | 62.6 | 75.92 | 62.06 | 73.04 | 18 | 17 | 24.4 | 16.7 | 22.8
5473 | 8 | 17 | 1 | 60.8 | 60.8 | 73.04 | 59 | 71.96 | 16 | 16 | 22.8 | 15 | 22.2
5474 | 8 | 17 | 2 | 59 | 57.2 | 71.06 | 55.04 | 71.96 | 15 | 14 | 21.7 | 12.8 | 22.2
5475 | 8 | 17 | 3 | 55.4 | 55.4 | 71.96 | 51.98 | 73.04 | 13 | 13 | 22.2 | 11.1 | 22.8
5476 | 8 | 17 | 4 | 55.4 | 53.6 | 69.98 | 51.08 | 71.06 | 13 | 12 | 21.1 | 10.6 | 21.7
5477 | 8 | 17 | 5 | 53.6 | 51.8 | 66.92 | 50 | 69.08 | 12 | 11 | 19.4 | 10 | 20.6
5478 | 8 | 17 | 6 | 53.6 | 51.8 | 71.06 | 50 | 69.08 | 12 | 11 | 21.7 | 10 | 20.6
5479 | 8 | 17 | 7 | 57.2 | 55.4 | 78.98 | 57.92 | 75.02 | 14 | 13 | 26.1 | 14.4 | 23.9
5480 | 8 | 17 | 8 | 60.8 | 57.2 | 84.02 | 66.02 | 78.08 | 16 | 14 | 28.9 | 18.9 | 25.6
5481 | 8 | 17 | 9 | 64.4 | 60.8 | 87.98 | 73.94 | 80.06 | 18 | 16 | 31.1 | 23.3 | 26.7
5482 | 8 | 17 | 10 | 68 | 64.4 | 91.04 | 80.06 | 82.94 | 20 | 18 | 32.8 | 26.7 | 28.3
5483 | 8 | 17 | 11 | 73.4 | 68 | 93.92 | 82.94 | 86 | 23 | 20 | 34.4 | 28.3 | 30
5484 | 8 | 17 | 12 | 77 | 69.8 | 96.98 | 87.08 | 87.98 | 25 | 21 | 36.1 | 30.6 | 31.1
5485 | 8 | 17 | 13 | 78.8 | 73.4 | 100.04 | 89.06 | 91.04 | 26 | 23 | 37.8 | 31.7 | 32.8
5486 | 8 | 17 | 14 | 86 | 73.4 | 100.04 | 91.04 | 93.02 | 30 | 23 | 37.8 | 32.8 | 33.9
5487 | 8 | 17 | 15 | 87.8 | 75.2 | 100.04 | 91.04 | 89.06 | 31 | 24 | 37.8 | 32.8 | 31.7
5488 | 8 | 17 | 16 | 87.8 | 73.4 | 100.04 | 91.94 | 89.06 | 31 | 23 | 37.8 | 33.3 | 31.7
5489 | 8 | 17 | 17 | 78.8 | 75.2 | 98.96 | 91.04 | 87.98 | 26 | 24 | 37.2 | 32.8 | 31.1
5490 | 8 | 17 | 18 | 77 | 73.4 | 96.98 | 87.98 | 89.96 | 25 | 23 | 36.1 | 31.1 | 32.2
5491 | 8 | 17 | 19 | 71.6 | 66.2 | 93.02 | 80.96 | 87.08 | 22 | 19 | 33.9 | 27.2 | 30.6
5492 | 8 | 17 | 20 | 68 | 66.2 | 89.96 | 75.92 | 82.94 | 20 | 19 | 32.2 | 24.4 | 28.3
5493 | 8 | 17 | 21 | 66.2 | 64.4 | 84.92 | 73.94 | 80.06 | 19 | 18 | 29.4 | 23.3 | 26.7
5494 | 8 | 17 | 22 | 66.2 | 57.2 | 80.96 | 71.06 | 80.96 | 19 | 14 | 27.2 | 21.7 | 27.2
5495 | 8 | 17 | 23 | 62.6 | 53.6 | 82.04 | 62.96 | 78.08 | 17 | 12 | 27.8 | 17.2 | 25.6
5496 | 8 | 17 | 24 | 60.8 | 51.8 | 78.08 | 57.92 | 75.02 | 16 | 11 | 25.6 | 14.4 | 23.9
5497 | 8 | 18 | 1 | 62.6 | 50 | 78.08 | 60.08 | 75.02 | 17 | 10 | 25.6 | 15.6 | 23.9
5498 | 8 | 18 | 2 | 57.2 | 48.2 | 75.92 | 55.04 | 69.98 | 14 | 9 | 24.4 | 12.8 | 21.1
5499 | 8 | 18 | 3 | 57.2 | 48.2 | 73.04 | 53.06 | 71.96 | 14 | 9 | 22.8 | 11.7 | 22.2
5500 | 8 | 18 | 4 | 57.2 | 48.2 | 75.92 | 53.96 | 69.98 | 14 | 9 | 24.4 | 12.2 | 21.1
5501 | 8 | 18 | 5 | 59 | 46.4 | 71.06 | 51.08 | 68 | 15 | 8 | 21.7 | 10.6 | 20
5502 | 8 | 18 | 6 | 64.4 | 46.4 | 73.94 | 51.08 | 68 | 18 | 8 | 23.3 | 10.6 | 20
5503 | 8 | 18 | 7 | 71.6 | 50 | 78.98 | 59 | 71.06 | 22 | 10 | 26.1 | 15 | 21.7
5504 | 8 | 18 | 8 | 78.8 | 53.6 | 84.92 | 66.92 | 75.02 | 26 | 12 | 29.4 | 19.4 | 23.9
5505 | 8 | 18 | 9 | 80.6 | 57.2 | 89.96 | 75.02 | 82.04 | 27 | 14 | 32.2 | 23.9 | 27.8
5506 | 8 | 18 | 10 | 87.8 | 66.2 | 91.94 | 82.04 | 84.92 | 31 | 19 | 33.3 | 27.8 | 29.4
5507 | 8 | 18 | 11 | 91.4 | 73.4 | 96.08 | 87.08 | 84.92 | 33 | 23 | 35.6 | 30.6 | 29.4
5508 | 8 | 18 | 12 | 93.2 | 75.2 | 100.94 | 89.96 | 87.98 | 34 | 24 | 38.3 | 32.2 | 31.1
5509 | 8 | 18 | 13 | 91.4 | 80.6 | 100.94 | 93.92 | 89.06 | 33 | 27 | 38.3 | 34.4 | 31.7
5510 | 8 | 18 | 14 | 95 | 84.2 | 102.92 | 96.08 | 89.96 | 35 | 29 | 39.4 | 35.6 | 32.2
5511 | 8 | 18 | 15 | 95 | 84.2 | 104 | 95 | 91.04 | 35 | 29 | 40 | 35 | 32.8
5512 | 8 | 18 | 16 | 89.6 | 80.6 | 104 | 96.08 | 91.94 | 32 | 27 | 40 | 35.6 | 33.3
5513 | 8 | 18 | 17 | 86 | 80.6 | 102.92 | 95 | 91.04 | 30 | 27 | 39.4 | 35 | 32.8
5514 | 8 | 18 | 18 | 84.2 | 77 | 100.04 | 89.06 | 89.96 | 29 | 25 | 37.8 | 31.7 | 32.2
5515 | 8 | 18 | 19 | 77 | 73.4 | 98.06 | 84.92 | 87.08 | 25 | 23 | 36.7 | 29.4 | 30.6
5516 | 8 | 18 | 20 | 71.6 | 66.2 | 95 | 80.96 | 80.96 | 22 | 19 | 35 | 27.2 | 27.2
5517 | 8 | 18 | 21 | 66.2 | 60.8 | 93.02 | 80.06 | 78.98 | 19 | 16 | 33.9 | 26.7 | 26.1
5518 | 8 | 18 | 22 | 64.4 | 57.2 | 87.08 | 77 | 75.02 | 18 | 14 | 30.6 | 25 | 23.9
5519 | 8 | 18 | 23 | 64.4 | 53.6 | 84.02 | 71.96 | 75.92 | 18 | 12 | 28.9 | 22.2 | 24.4
5520 | 8 | 18 | 24 | 62.6 | 51.8 | 82.04 | 64.04 | 73.04 | 17 | 11 | 27.8 | 17.8 | 22.8
5521 | 8 | 19 | 1 | 62.6 | 51.8 | 78.98 | 60.98 | 71.96 | 17 | 11 | 26.1 | 16.1 | 22.2
5522 | 8 | 19 | 2 | 60.8 | 48.2 | 77 | 59 | 71.06 | 16 | 9 | 25 | 15 | 21.7
5523 | 8 | 19 | 3 | 59 | 48.2 | 78.98 | 59 | 71.06 | 15 | 9 | 26.1 | 15 | 21.7
5524 | 8 | 19 | 4 | 53.6 | 48.2 | 78.08 | 57.92 | 69.08 | 12 | 9 | 25.6 | 14.4 | 20.6
5525 | 8 | 19 | 5 | 55.4 | 46.4 | 75.92 | 53.06 | 66.92 | 13 | 8 | 24.4 | 11.7 | 19.4
5526 | 8 | 19 | 6 | 55.4 | 48.2 | 75.02 | 57.02 | 64.94 | 13 | 9 | 23.9 | 13.9 | 18.3
5527 | 8 | 19 | 7 | 64.4 | 55.4 | 80.96 | 62.96 | 69.98 | 18 | 13 | 27.2 | 17.2 | 21.1
5528 | 8 | 19 | 8 | 69.8 | 60.8 | 87.98 | 73.04 | 75.92 | 21 | 16 | 31.1 | 22.8 | 24.4
5529 | 8 | 19 | 9 | 75.2 | 69.8 | 91.04 | 80.06 | 78.98 | 24 | 21 | 32.8 | 26.7 | 26.1
5530 | 8 | 19 | 10 | 80.6 | 73.4 | 95 | 84.92 | 82.94 | 27 | 23 | 35 | 29.4 | 28.3
5531 | 8 | 19 | 11 | 84.2 | 77 | 100.94 | 82.94 | 84.92 | 29 | 25 | 38.3 | 28.3 | 29.4
5532 | 8 | 19 | 12 | 87.8 | 80.6 | 102.02 | 86 | 89.06 | 31 | 27 | 38.9 | 30 | 31.7
5533 | 8 | 19 | 13 | 91.4 | 82.4 | 104 | 87.98 | 86 | 33 | 28 | 40 | 31.1 | 30
5534 | 8 | 19 | 14 | 91.4 | 84.2 | 105.98 | 89.96 | 87.98 | 33 | 29 | 41.1 | 32.2 | 31.1
5535 | 8 | 19 | 15 | 82.4 | 89.6 | 105.98 | 87.98 | 87.98 | 28 | 32 | 41.1 | 31.1 | 31.1
5536 | 8 | 19 | 16 | 87.8 | 87.8 | 105.08 | 84.02 | 87.98 | 31 | 31 | 40.6 | 28.9 | 31.1
5537 | 8 | 19 | 17 | 84.2 | 84.2 | 104 | 82.04 | 87.98 | 29 | 29 | 40 | 27.8 | 31.1
5538 | 8 | 19 | 18 | 78.8 | 75.2 | 102.02 | 82.04 | 87.08 | 26 | 24 | 38.9 | 27.8 | 30.6
5539 | 8 | 19 | 19 | 75.2 | 73.4 | 98.06 | 78.08 | 84.02 | 24 | 23 | 36.7 | 25.6 | 28.9
5540 | 8 | 19 | 20 | 73.4 | 71.6 | 93.02 | 77 | 80.96 | 23 | 22 | 33.9 | 25 | 27.2
5541 | 8 | 19 | 21 | 69.8 | 69.8 | 87.98 | 75.02 | 77 | 21 | 21 | 31.1 | 23.9 | 25
5542 | 8 | 19 | 22 | 69.8 | 68 | 89.96 | 69.98 | 78.08 | 21 | 20 | 32.2 | 21.1 | 25.6
5543 | 8 | 19 | 23 | 68 | 64.58 | 89.06 | 68 | 75.92 | 20 | 18.1 | 31.7 | 20 | 24.4
5544 | 8 | 19 | 24 | 69.8 | 60.8 | 84.92 | 60.98 | 73.04 | 21 | 16 | 29.4 | 16.1 | 22.8
5545 | 8 | 20 | 1 | 68 | 60.8 | 87.08 | 60.98 | 71.96 | 20 | 16 | 30.6 | 16.1 | 22.2
5546 | 8 | 20 | 2 | 68 | 59 | 87.08 | 53.96 | 69.08 | 20 | 15 | 30.6 | 12.2 | 20.6
5547 | 8 | 20 | 3 | 68 | 60.8 | 87.08 | 53.96 | 69.98 | 20 | 16 | 30.6 | 12.2 | 21.1
5548 | 8 | 20 | 4 | 68 | 60.8 | 86 | 53.96 | 66.02 | 20 | 16 | 30 | 12.2 | 18.9
5549 | 8 | 20 | 5 | 64.4 | 57.2 | 87.98 | 55.94 | 66.92 | 18 | 14 | 31.1 | 13.3 | 19.4
5550 | 8 | 20 | 6 | 64.4 | 57.2 | 87.08 | 55.04 | 66.02 | 18 | 14 | 30.6 | 12.8 | 18.9
5551 | 8 | 20 | 7 | 69.08 | 62.6 | 86 | 57.02 | 69.98 | 20.6 | 17 | 30 | 13.9 | 21.1
5552 | 8 | 20 | 8 | 73.4 | 69.8 | 87.08 | 68 | 75.92 | 23 | 21 | 30.6 | 20 | 24.4
5553 | 8 | 20 | 9 | 78.8 | 73.4 | 89.96 | 75.02 | 78.98 | 26 | 23 | 32.2 | 23.9 | 26.1
5554 | 8 | 20 | 10 | 82.4 | 75.2 | 93.02 | 78.98 | 82.94 | 28 | 24 | 33.9 | 26.1 | 28.3
5555 | 8 | 20 | 11 | 84.2 | 77 | 96.98 | 78.98 | 87.98 | 29 | 25 | 36.1 | 26.1 | 31.1
5556 | 8 | 20 | 12 | 82.4 | 78.8 | 96.98 | 84.02 | 91.04 | 28 | 26 | 36.1 | 28.9 | 32.8
5557 | 8 | 20 | 13 | 80.6 | 75.2 | 93.92 | 84.02 | 91.04 | 27 | 24 | 34.4 | 28.9 | 32.8
5558 | 8 | 20 | 14 | 82.4 | 80.6 | 89.96 | 84.02 | 93.92 | 28 | 27 | 32.2 | 28.9 | 34.4
5559 | 8 | 20 | 15 | 82.4 | 84.2 | 91.94 | 82.04 | 95 | 28 | 29 | 33.3 | 27.8 | 35
5560 | 8 | 20 | 16 | 82.4 | 84.2 | 95 | 78.98 | 95 | 28 | 29 | 35 | 26.1 | 35
5561 | 8 | 20 | 17 | 82.4 | 84.2 | 96.08 | 78.08 | 93.92 | 28 | 29 | 35.6 | 25.6 | 34.4
5562 | 8 | 20 | 18 | 80.6 | 82.4 | 93.02 | 77 | 93.92 | 27 | 28 | 33.9 | 25 | 34.4
5563 | 8 | 20 | 19 | 78.8 | 73.4 | 89.96 | 75.02 | 86 | 26 | 23 | 32.2 | 23.9 | 30
5564 | 8 | 20 | 20 | 77 | 66.2 | 89.06 | 73.04 | 84.92 | 25 | 19 | 31.7 | 22.8 | 29.4
5565 | 8 | 20 | 21 | 71.6 | 64.4 | 89.96 | 71.06 | 84.02 | 22 | 18 | 32.2 | 21.7 | 28.9
5566 | 8 | 20 | 22 | 69.8 | 71.6 | 84.92 | 69.98 | 80.96 | 21 | 22 | 29.4 | 21.1 | 27.2
5567 | 8 | 20 | 23 | 66.2 | 69.8 | 82.04 | 66.92 | 78.98 | 19 | 21 | 27.8 | 19.4 | 26.1
5568 | 8 | 20 | 24 | 68 | 66.2 | 82.04 | 66.02 | 80.06 | 20 | 19 | 27.8 | 18.9 | 26.7
5569 | 8 | 21 | 1 | 66.2 | 64.4 | 80.06 | 62.96 | 75.92 | 19 | 18 | 26.7 | 17.2 | 24.4
5570 | 8 | 21 | 2 | 64.4 | 60.8 | 80.06 | 60.98 | 75.02 | 18 | 16 | 26.7 | 16.1 | 23.9
5571 | 8 | 21 | 3 | 64.4 | 60.8 | 78.08 | 60.08 | 73.04 | 18 | 16 | 25.6 | 15.6 | 22.8
5572 | 8 | 21 | 4 | 66.2 | 59 | 75.92 | 57.92 | 71.06 | 19 | 15 | 24.4 | 14.4 | 21.7
5573 | 8 | 21 | 5 | 68 | 58.64 | 75.02 | 57.92 | 71.06 | 20 | 14.8 | 23.9 | 14.4 | 21.7
5574 | 8 | 21 | 6 | 67.1 | 59.72 | 75.92 | 51.98 | 69.98 | 19.5 | 15.4 | 24.4 | 11.1 | 21.1
5575 | 8 | 21 | 7 | 69.8 | 64.4 | 80.96 | 60.08 | 71.96 | 21 | 18 | 27.2 | 15.6 | 22.2
5576 | 8 | 21 | 8 | 71.6 | 66.2 | 87.08 | 66.02 | 73.94 | 22 | 19 | 30.6 | 18.9 | 23.3
5577 | 8 | 21 | 9 | 77 | 69.8 | 91.94 | 73.94 | 78.08 | 25 | 21 | 33.3 | 23.3 | 25.6
5578 | 8 | 21 | 10 | 80.6 | 75.2 | 93.92 | 78.98 | 80.06 | 27 | 24 | 34.4 | 26.1 | 26.7
5579 | 8 | 21 | 11 | 82.76 | 84.2 | 96.98 | 80.96 | 84.02 | 28.2 | 29 | 36.1 | 27.2 | 28.9
5580 | 8 | 21 | 12 | 84.2 | 84.2 | 100.04 | 84.02 | 86 | 29 | 29 | 37.8 | 28.9 | 30
5581 | 8 | 21 | 13 | 84.2 | 87.8 | 102.02 | 87.08 | 87.98 | 29 | 31 | 38.9 | 30.6 | 31.1
5582 | 8 | 21 | 14 | 84.2 | 87.8 | 100.94 | 87.98 | 89.96 | 29 | 31 | 38.3 | 31.1 | 32.2
5583 | 8 | 21 | 15 | 78.8 | 75.2 | 102.02 | 87.08 | 89.96 | 26 | 24 | 38.9 | 30.6 | 32.2
5584 | 8 | 21 | 16 | 66.2 | 75.2 | 100.94 | 84.92 | 91.04 | 19 | 24 | 38.3 | 29.4 | 32.8
5585 | 8 | 21 | 17 | 62.6 | 73.4 | 100.94 | 87.08 | 91.94 | 17 | 23 | 38.3 | 30.6 | 33.3
5586 | 8 | 21 | 18 | 60.8 | 69.8 | 98.96 | 84.02 | 86 | 16 | 21 | 37.2 | 28.9 | 30
5587 | 8 | 21 | 19 | 62.6 | 64.4 | 95 | 80.96 | 82.94 | 17 | 18 | 35 | 27.2 | 28.3
5588 | 8 | 21 | 20 | 62.6 | 62.6 | 93.02 | 75.92 | 82.04 | 17 | 17 | 33.9 | 24.4 | 27.8
5589 | 8 | 21 | 21 | 60.8 | 62.6 | 89.06 | 75.02 | 80.06 | 16 | 17 | 31.7 | 23.9 | 26.7
5590 | 8 | 21 | 22 | 60.8 | 60.8 | 84.92 | 73.04 | 78.08 | 16 | 16 | 29.4 | 22.8 | 25.6
5591 | 8 | 21 | 23 | 62.6 | 60.8 | 84.02 | 71.06 | 77 | 17 | 16 | 28.9 | 21.7 | 25
5592 | 8 | 21 | 24 | 60.62 | 57.2 | 84.02 | 68 | 75.92 | 15.9 | 14 | 28.9 | 20 | 24.4
5593 | 8 | 22 | 1 | 59 | 55.4 | 82.94 | 66.02 | 75.02 | 15 | 13 | 28.3 | 18.9 | 23.9
5594 | 8 | 22 | 2 | 59 | 53.6 | 80.06 | 64.04 | 73.04 | 15 | 12 | 26.7 | 17.8 | 22.8
5595 | 8 | 22 | 3 | 58.82 | 51.8 | 80.06 | 57.02 | 69.98 | 14.9 | 11 | 26.7 | 13.9 | 21.1
5596 | 8 | 22 | 4 | 58.82 | 51.8 | 78.08 | 55.94 | 71.06 | 14.9 | 11 | 25.6 | 13.3 | 21.7
5597 | 8 | 22 | 5 | 59 | 48.2 | 77 | 55.94 | 71.06 | 15 | 9 | 25 | 13.3 | 21.7
5598 | 8 | 22 | 6 | 57.2 | 53.6 | 75.02 | 53.06 | 69.08 | 14 | 12 | 23.9 | 11.7 | 20.6
5599 | 8 | 22 | 7 | 59 | 57.2 | 78.08 | 60.98 | 69.08 | 15 | 14 | 25.6 | 16.1 | 20.6
5600 | 8 | 22 | 8 | 60.8 | 62.6 | 82.94 | 69.08 | 73.94 | 16 | 17 | 28.3 | 20.6 | 23.3
5601 | 8 | 22 | 9 | 64.4 | 64.4 | 87.08 | 73.94 | 78.08 | 18 | 18 | 30.6 | 23.3 | 25.6
5602 | 8 | 22 | 10 | 69.8 | 69.8 | 93.02 | 78.98 | 80.06 | 21 | 21 | 33.9 | 26.1 | 26.7
5603 | 8 | 22 | 11 | 73.4 | 73.4 | 93.92 | 82.94 | 82.04 | 23 | 23 | 34.4 | 28.3 | 27.8
5604 | 8 | 22 | 12 | 79.16 | 78.8 | 95 | 84.02 | 84.92 | 26.2 | 26 | 35 | 28.9 | 29.4
5605 | 8 | 22 | 13 | 84.2 | 80.6 | 100.04 | 87.08 | 87.08 | 29 | 27 | 37.8 | 30.6 | 30.6
5606 | 8 | 22 | 14 | 84.2 | 82.4 | 98.96 | 89.06 | 89.96 | 29 | 28 | 37.2 | 31.7 | 32.2
5607 | 8 | 22 | 15 | 82.4 | 84.2 | 96.98 | 89.06 | 89.96 | 28 | 29 | 36.1 | 31.7 | 32.2
5608 | 8 | 22 | 16 | 68 | 82.4 | 96.98 | 87.98 | 82.94 | 20 | 28 | 36.1 | 31.1 | 28.3
5609 | 8 | 22 | 17 | 64.4 | 82.4 | 95 | 87.98 | 75.92 | 18 | 28 | 35 | 31.1 | 24.4
5610 | 8 | 22 | 18 | 66.2 | 73.4 | 93.02 | 84.02 | 75.02 | 19 | 23 | 33.9 | 28.9 | 23.9
5611 | 8 | 22 | 19 | 64.4 | 75.2 | 89.06 | 77 | 75.02 | 18 | 24 | 31.7 | 25 | 23.9
5612 | 8 | 22 | 20 | 59 | 69.8 | 89.96 | 75.02 | 73.04 | 15 | 21 | 32.2 | 23.9 | 22.8
5613 | 8 | 22 | 21 | 59 | 66.2 | 87.08 | 73.94 | 71.06 | 15 | 19 | 30.6 | 23.3 | 21.7
5614 | 8 | 22 | 22 | 59 | 62.6 | 86 | 68 | 69.08 | 15 | 17 | 30 | 20 | 20.6
5615 | 8 | 22 | 23 | 59 | 62.6 | 82.94 | 69.08 | 69.08 | 15 | 17 | 28.3 | 20.6 | 20.6
5616 | 8 | 22 | 24 | 59 | 57.2 | 80.96 | 64.94 | 68 | 15 | 14 | 27.2 | 18.3 | 20
5617 | 8 | 23 | 1 | 59 | 55.4 | 80.06 | 64.04 | 66.92 | 15 | 13 | 26.7 | 17.8 | 19.4
5618 | 8 | 23 | 2 | 55.4 | 51.8 | 78.08 | 55.04 | 66.92 | 13 | 11 | 25.6 | 12.8 | 19.4
5619 | 8 | 23 | 3 | 53.6 | 53.6 | 77 | 57.02 | 66.92 | 12 | 12 | 25 | 13.9 | 19.4
5620 | 8 | 23 | 4 | 53.6 | 50 | 77 | 50 | 66.02 | 12 | 10 | 25 | 10 | 18.9
5621 | 8 | 23 | 5 | 51.8 | 50 | 77 | 50 | 64.94 | 11 | 10 | 25 | 10 | 18.3
5622 | 8 | 23 | 6 | 53.6 | 51.8 | 77 | 50 | 64.94 | 12 | 11 | 25 | 10 | 18.3
5623 | 8 | 23 | 7 | 59 | 57.2 | 82.94 | 60.08 | 66.02 | 15 | 14 | 28.3 | 15.6 | 18.9
5624 | 8 | 23 | 8 | 60.8 | 60.8 | 84.02 | 64.94 | 66.92 | 16 | 16 | 28.9 | 18.3 | 19.4
5625 | 8 | 23 | 9 | 69.8 | 68 | 87.98 | 71.96 | 64.04 | 21 | 20 | 31.1 | 22.2 | 17.8
5626 | 8 | 23 | 10 | 73.4 | 73.4 | 91.04 | 75.92 | 64.04 | 23 | 23 | 32.8 | 24.4 | 17.8
5627 | 8 | 23 | 11 | 79.16 | 78.8 | 93.92 | 80.96 | 66.92 | 26.2 | 26 | 34.4 | 27.2 | 19.4
5628 | 8 | 23 | 12 | 84.2 | 82.4 | 91.04 | 80.96 | 69.08 | 29 | 28 | 32.8 | 27.2 | 20.6
5629 | 8 | 23 | 13 | 84.2 | 84.2 | 91.04 | 84.92 | 73.04 | 29 | 29 | 32.8 | 29.4 | 22.8
5630 | 8 | 23 | 14 | 80.6 | 86.18 | 87.08 | 86 | 68 | 27 | 30.1 | 30.6 | 30 | 20
5631 | 8 | 23 | 15 | 80.6 | 87.8 | 89.06 | 84.92 | 77 | 27 | 31 | 31.7 | 29.4 | 25
5632 | 8 | 23 | 16 | 84.2 | 89.6 | 89.96 | 82.94 | 73.94 | 29 | 32 | 32.2 | 28.3 | 23.3
5633 | 8 | 23 | 17 | 84.2 | 84.2 | 95 | 80.96 | 75.92 | 29 | 29 | 35 | 27.2 | 24.4
5634 | 8 | 23 | 18 | 80.6 | 80.6 | 89.06 | 78.98 | 75.02 | 27 | 27 | 31.7 | 26.1 | 23.9
5635 | 8 | 23 | 19 | 73.4 | 75.2 | 84.92 | 75.92 | 71.96 | 23 | 24 | 29.4 | 24.4 | 22.2
5636 | 8 | 23 | 20 | 75.2 | 71.6 | 82.04 | 73.94 | 71.06 | 24 | 22 | 27.8 | 23.3 | 21.7
5637 | 8 | 23 | 21 | 73.4 | 71.6 | 80.96 | 71.06 | 69.98 | 23 | 22 | 27.2 | 21.7 | 21.1
5638 | 8 | 23 | 22 | 69.8 | 66.2 | 80.06 | 68 | 66.92 | 21 | 19 | 26.7 | 20 | 19.4
5639 | 8 | 23 | 23 | 68 | 66.2 | 78.08 | 64.04 | 66.92 | 20 | 19 | 25.6 | 17.8 | 19.4
5640 | 8 | 23 | 24 | 66.2 | 64.4 | 77 | 64.04 | 66.02 | 19 | 18 | 25 | 17.8 | 18.9
5641 | 8 | 24 | 1 | 66.2 | 64.4 | 75.92 | 57.02 | 64.04 | 19 | 18 | 24.4 | 13.9 | 17.8
5642 | 8 | 24 | 2 | 66.2 | 60.8 | 75.02 | 57.02 | 66.02 | 19 | 16 | 23.9 | 13.9 | 18.9
5643 | 8 | 24 | 3 | 62.6 | 60.8 | 73.04 | 59 | 66.02 | 17 | 16 | 22.8 | 15 | 18.9
5644 | 8 | 24 | 4 | 60.8 | 60.8 | 73.04 | 57.92 | 64.04 | 16 | 16 | 22.8 | 14.4 | 17.8
5645 | 8 | 24 | 5 | 59 | 59 | 71.06 | 57.02 | 62.06 | 15 | 15 | 21.7 | 13.9 | 16.7
5646 | 8 | 24 | 6 | 55.4 | 57.2 | 69.98 | 51.08 | 62.06 | 13 | 14 | 21.1 | 10.6 | 16.7
5647 | 8 | 24 | 7 | 59 | 57.2 | 78.08 | 57.02 | 60.98 | 15 | 14 | 25.6 | 13.9 | 16.1
5648 | 8 | 24 | 8 | 59 | 62.6 | 82.04 | 64.94 | 66.02 | 15 | 17 | 27.8 | 18.3 | 18.9
5649 | 8 | 24 | 9 | 59 | 64.4 | 84.02 | 71.06 | 68 | 15 | 18 | 28.9 | 21.7 | 20
5650 | 8 | 24 | 10 | 64.4 | 68 | 87.08 | 75.02 | 73.04 | 18 | 20 | 30.6 | 23.9 | 22.8
5651 | 8 | 24 | 11 | 69.8 | 71.6 | 89.96 | 78.08 | 73.04 | 21 | 22 | 32.2 | 25.6 | 22.8
5652 | 8 | 24 | 12 | 73.4 | 73.4 | 93.02 | 80.96 | 75.92 | 23 | 23 | 33.9 | 27.2 | 24.4
5653 | 8 | 24 | 13 | 78.8 | 78.8 | 96.98 | 84.02 | 80.06 | 26 | 26 | 36.1 | 28.9 | 26.7
5654 | 8 | 24 | 14 | 80.6 | 80.6 | 96.98 | 84.92 | 80.06 | 27 | 27 | 36.1 | 29.4 | 26.7
5655 | 8 | 24 | 15 | 84.2 | 80.6 | 98.96 | 84.92 | 80.96 | 29 | 27 | 37.2 | 29.4 | 27.2
5656 | 8 | 24 | 16 | 82.4 | 82.4 | 98.96 | 86 | 78.08 | 28 | 28 | 37.2 | 30 | 25.6
5657 | 8 | 24 | 17 | 82.4 | 82.4 | 96.98 | 84.92 | 77 | 28 | 28 | 36.1 | 29.4 | 25
5658 | 8 | 24 | 18 | 80.6 | 78.8 | 95 | 82.04 | 71.06 | 27 | 26 | 35 | 27.8 | 21.7
5659 | 8 | 24 | 19 | 73.4 | 71.6 | 89.96 | 75.92 | 69.08 | 23 | 22 | 32.2 | 24.4 | 20.6
5660 | 8 | 24 | 20 | 71.6 | 68 | 87.08 | 73.94 | 68 | 22 | 20 | 30.6 | 23.3 | 20
5661 | 8 | 24 | 21 | 68 | 66.2 | 80.96 | 71.06 | 66.02 | 20 | 19 | 27.2 | 21.7 | 18.9
5662 | 8 | 24 | 22 | 62.6 | 62.6 | 82.04 | 68 | 66.02 | 17 | 17 | 27.8 | 20 | 18.9
5663 | 8 | 24 | 23 | 62.6 | 64.4 | 78.98 | 62.06 | 64.94 | 17 | 18 | 26.1 | 16.7 | 18.3
5664 | 8 | 24 | 24 | 60.8 | 64.4 | 78.08 | 66.02 | 66.02 | 16 | 18 | 25.6 | 18.9 | 18.9
5665 | 8 | 25 | 1 | 60.8 | 62.6 | 73.94 | 55.94 | 64.04 | 16 | 17 | 23.3 | 13.3 | 17.8
5666 | 8 | 25 | 2 | 60.8 | 62.6 | 75.02 | 53.06 | 60.98 | 16 | 17 | 23.9 | 11.7 | 16.1
5667 | 8 | 25 | 3 | 59 | 64.4 | 69.08 | 53.96 | 60.98 | 15 | 18 | 20.6 | 12.2 | 16.1
5668 | 8 | 25 | 4 | 59 | 62.6 | 69.08 | 53.96 | 62.06 | 15 | 17 | 20.6 | 12.2 | 16.7
5669 | 8 | 25 | 5 | 59 | 62.6 | 69.08 | 51.98 | 59 | 15 | 17 | 20.6 | 11.1 | 15
5670 | 8 | 25 | 6 | 59 | 62.6 | 69.08 | 50 | 59 | 15 | 17 | 20.6 | 10 | 15
5671 | 8 | 25 | 7 | 60.8 | 64.4 | 75.92 | 57.92 | 62.96 | 16 | 18 | 24.4 | 14.4 | 17.2
5672 | 8 | 25 | 8 | 64.4 | 66.2 | 82.04 | 66.02 | 66.92 | 18 | 19 | 27.8 | 18.9 | 19.4
5673 | 8 | 25 | 9 | 69.8 | 71.6 | 86 | 73.94 | 69.98 | 21 | 22 | 30 | 23.3 | 21.1
5674 | 8 | 25 | 10 | 78.8 | 73.4 | 89.06 | 78.98 | 73.94 | 26 | 23 | 31.7 | 26.1 | 23.3
5675 | 8 | 25 | 11 | 84.2 | 77 | 91.94 | 82.04 | 75.02 | 29 | 25 | 33.3 | 27.8 | 23.9
5676 | 8 | 25 | 12 | 86 | 80.6 | 95 | 84.92 | 78.08 | 30 | 27 | 35 | 29.4 | 25.6
5677 | 8 | 25 | 13 | 87.8 | 84.2 | 93.02 | 84.92 | 78.98 | 31 | 29 | 33.9 | 29.4 | 26.1
5678 | 8 | 25 | 14 | 87.8 | 87.8 | 93.92 | 86 | 84.02 | 31 | 31 | 34.4 | 30 | 28.9
5679 | 8 | 25 | 15 | 87.8 | 89.6 | 96.98 | 86 | 82.94 | 31 | 32 | 36.1 | 30 | 28.3
5680 | 8 | 25 | 16 | 87.8 | 89.6 | 95 | 87.08 | 82.04 | 31 | 32 | 35 | 30.6 | 27.8
5681 | 8 | 25 | 17 | 86 | 87.8 | 93.02 | 86 | 82.04 | 30 | 31 | 33.9 | 30 | 27.8
5682 | 8 | 25 | 18 | 82.4 | 84.2 | 89.96 | 82.94 | 82.04 | 28 | 29 | 32.2 | 28.3 | 27.8
5683 | 8 | 25 | 19 | 78.8 | 77 | 87.08 | 75.92 | 73.94 | 26 | 25 | 30.6 | 24.4 | 23.3
5684 | 8 | 25 | 20 | 77 | 71.6 | 84.02 | 75.02 | 62.96 | 25 | 22 | 28.9 | 23.9 | 17.2
5685 | 8 | 25 | 21 | 75.2 | 73.4 | 80.96 | 71.96 | 60.98 | 24 | 23 | 27.2 | 22.2 | 16.1
5686 | 8 | 25 | 22 | 75.2 | 64.4 | 78.98 | 66.02 | 60.98 | 24 | 18 | 26.1 | 18.9 | 16.1
5687 | 8 | 25 | 23 | 71.6 | 68 | 78.08 | 64.94 | 62.06 | 22 | 20 | 25.6 | 18.3 | 16.7
5688 | 8 | 25 | 24 | 71.6 | 64.4 | 77 | 62.96 | 62.06 | 22 | 18 | 25 | 17.2 | 16.7
5689 | 8 | 26 | 1 | 69.8 | 60.8 | 73.04 | 55.04 | 62.96 | 21 | 16 | 22.8 | 12.8 | 17.2
5690 | 8 | 26 | 2 | 69.8 | 60.8 | 73.04 | 53.96 | 62.96 | 21 | 16 | 22.8 | 12.2 | 17.2
5691 | 8 | 26 | 3 | 68 | 57.2 | 71.06 | 53.06 | 62.06 | 20 | 14 | 21.7 | 11.7 | 16.7
5692 | 8 | 26 | 4 | 66.2 | 53.6 | 71.96 | 50 | 62.06 | 19 | 12 | 22.2 | 10 | 16.7
5693 | 8 | 26 | 5 | 64.4 | 51.8 | 69.08 | 48.92 | 62.06 | 18 | 11 | 20.6 | 9.4 | 16.7
5694 | 8 | 26 | 6 | 62.6 | 51.8 | 71.06 | 50 | 62.06 | 17 | 11 | 21.7 | 10 | 16.7
5695 | 8 | 26 | 7 | 66.2 | 55.4 | 75.92 | 60.08 | 64.94 | 19 | 13 | 24.4 | 15.6 | 18.3
5696 | 8 | 26 | 8 | 71.6 | 64.4 | 80.96 | 66.92 | 66.92 | 22 | 18 | 27.2 | 19.4 | 19.4
5697 | 8 | 26 | 9 | 77 | 71.6 | 82.94 | 73.94 | 69.08 | 25 | 22 | 28.3 | 23.3 | 20.6
5698 | 8 | 26 | 10 | 82.4 | 78.8 | 87.08 | 80.96 | 71.06 | 28 | 26 | 30.6 | 27.2 | 21.7
5699 | 8 | 26 | 11 | 84.2 | 86 | 91.04 | 82.94 | 73.04 | 29 | 30 | 32.8 | 28.3 | 22.8
5700 | 8 | 26 | 12 | 87.8 | 87.8 | 95 | 84.92 | 77 | 31 | 31 | 35 | 29.4 | 25
5701 | 8 | 26 | 13 | 89.6 | 91.4 | 95 | 87.08 | 82.04 | 32 | 33 | 35 | 30.6 | 27.8
5702 | 8 | 26 | 14 | 89.6 | 91.4 | 96.98 | 87.98 | 77 | 32 | 33 | 36.1 | 31.1 | 25
5703 | 8 | 26 | 15 | 89.6 | 91.4 | 98.06 | 89.06 | 73.94 | 32 | 33 | 36.7 | 31.7 | 23.3
5704 | 8 | 26 | 16 | 91.4 | 91.4 | 96.98 | 87.08 | 71.96 | 33 | 33 | 36.1 | 30.6 | 22.2
5705 | 8 | 26 | 17 | 87.8 | 89.6 | 96.98 | 84.02 | 73.04 | 31 | 32 | 36.1 | 28.9 | 22.8
5706 | 8 | 26 | 18 | 86 | 86 | 93.92 | 80.06 | 71.06 | 30 | 30 | 34.4 | 26.7 | 21.7
5707 | 8 | 26 | 19 | 80.6 | 73.4 | 89.96 | 78.08 | 71.06 | 27 | 23 | 32.2 | 25.6 | 21.7
5708 | 8 | 26 | 20 | 71.6 | 71.6 | 87.98 | 73.94 | 69.98 | 22 | 22 | 31.1 | 23.3 | 21.1
5709 | 8 | 26 | 21 | 68 | 66.2 | 84.92 | 71.96 | 69.08 | 20 | 19 | 29.4 | 22.2 | 20.6
5710 | 8 | 26 | 22 | 64.4 | 62.6 | 80.06 | 71.96 | 69.08 | 18 | 17 | 26.7 | 22.2 | 20.6
5711 | 8 | 26 | 23 | 62.6 | 62.6 | 82.94 | 71.06 | 69.98 | 17 | 17 | 28.3 | 21.7 | 21.1
5712 | 8 | 26 | 24 | 62.6 | 62.6 | 82.04 | 68 | 69.08 | 17 | 17 | 27.8 | 20 | 20.6
5713 | 8 | 27 | 1 | 60.8 | 62.6 | 78.08 | 66.02 | 68 | 16 | 17 | 25.6 | 18.9 | 20
5714 | 8 | 27 | 2 | 60.8 | 62.6 | 75.02 | 64.04 | 66.92 | 16 | 17 | 23.9 | 17.8 | 19.4
5715 | 8 | 27 | 3 | 60.8 | 62.6 | 73.04 | 60.08 | 66.02 | 16 | 17 | 22.8 | 15.6 | 18.9
5716 | 8 | 27 | 4 | 59 | 60.8 | 71.96 | 55.94 | 66.02 | 15 | 16 | 22.2 | 13.3 | 18.9
5717 | 8 | 27 | 5 | 60.8 | 62.6 | 71.06 | 53.96 | 66.02 | 16 | 17 | 21.7 | 12.2 | 18.9
5718 | 8 | 27 | 6 | 60.8 | 62.6 | 71.96 | 55.04 | 66.02 | 16 | 17 | 22.2 | 12.8 | 18.9
5719 | 8 | 27 | 7 | 60.8 | 64.4 | 78.08 | 62.06 | 66.92 | 16 | 18 | 25.6 | 16.7 | 19.4
5720 | 8 | 27 | 8 | 62.6 | 66.2 | 82.04 | 69.08 | 68 | 17 | 19 | 27.8 | 20.6 | 20
5721 | 8 | 27 | 9 | 64.4 | 69.8 | 84.02 | 73.94 | 71.06 | 18 | 21 | 28.9 | 23.3 | 21.7
5722 | 8 | 27 | 10 | 69.8 | 73.4 | 87.08 | 80.96 | 73.94 | 21 | 23 | 30.6 | 27.2 | 23.3
5723 | 8 | 27 | 11 | 73.4 | 77 | 91.94 | 84.02 | 75.02 | 23 | 25 | 33.3 | 28.9 | 23.9
5724 | 8 | 27 | 12 | 75.2 | 80.6 | 95 | 87.08 | 78.08 | 24 | 27 | 35 | 30.6 | 25.6
5725 | 8 | 27 | 13 | 78.8 | 80.6 | 96.08 | 89.06 | 80.06 | 26 | 27 | 35.6 | 31.7 | 26.7
5726 | 8 | 27 | 14 | 78.8 | 78.8 | 98.06 | 89.06 | 82.04 | 26 | 26 | 36.7 | 31.7 | 27.8
5727 | 8 | 27 | 15 | 73.4 | 77 | 98.96 | 91.04 | 82.94 | 23 | 25 | 37.2 | 32.8 | 28.3
5728 | 8 | 27 | 16 | 69.8 | 77 | 96.08 | 87.98 | 78.98 | 21 | 25 | 35.6 | 31.1 | 26.1
5729 | 8 | 27 | 17 | 69.8 | 78.8 | 95 | 82.94 | 78.98 | 21 | 26 | 35 | 28.3 | 26.1
5730 | 8 | 27 | 18 | 66.2 | 75.2 | 93.92 | 82.04 | 78.08 | 19 | 24 | 34.4 | 27.8 | 25.6
5731 | 8 | 27 | 19 | 68 | 71.6 | 91.04 | 80.06 | 73.94 | 20 | 22 | 32.8 | 26.7 | 23.3
5732 | 8 | 27 | 20 | 66.2 | 69.8 | 87.08 | 78.98 | 71.06 | 19 | 21 | 30.6 | 26.1 | 21.7
5733 | 8 | 27 | 21 | 66.2 | 66.2 | 84.92 | 77 | 69.08 | 19 | 19 | 29.4 | 25 | 20.6
5734 | 8 | 27 | 22 | 64.4 | 64.4 | 82.94 | 71.06 | 69.08 | 18 | 18 | 28.3 | 21.7 | 20.6
5735 | 8 | 27 | 23 | 62.6 | 62.6 | 82.04 | 64.94 | 66.92 | 17 | 17 | 27.8 | 18.3 | 19.4
5736 | 8 | 27 | 24 | 64.4 | 60.8 | 78.98 | 64.94 | 66.92 | 18 | 16 | 26.1 | 18.3 | 19.4
5737 | 8 | 28 | 1 | 62.6 | 57.2 | 77 | 59 | 66.02 | 17 | 14 | 25 | 15 | 18.9
5738 | 8 | 28 | 2 | 62.6 | 62.6 | 75.92 | 60.98 | 64.04 | 17 | 17 | 24.4 | 16.1 | 17.8
5739 | 8 | 28 | 3 | 60.8 | 62.6 | 75.02 | 55.04 | 64.04 | 16 | 17 | 23.9 | 12.8 | 17.8
5740 | 8 | 28 | 4 | 57.2 | 60.8 | 71.96 | 55.04 | 64.04 | 14 | 16 | 22.2 | 12.8 | 17.8
5741 | 8 | 28 | 5 | 59 | 59 | 75.02 | 55.04 | 62.06 | 15 | 15 | 23.9 | 12.8 | 16.7
5742 | 8 | 28 | 6 | 59 | 59 | 73.04 | 51.98 | 60.08 | 15 | 15 | 22.8 | 11.1 | 15.6
5743 | 8 | 28 | 7 | 59 | 62.6 | 80.06 | 60.08 | 62.96 | 15 | 17 | 26.7 | 15.6 | 17.2
5744 | 8 | 28 | 8 | 60.8 | 66.2 | 86 | 69.08 | 66.02 | 16 | 19 | 30 | 20.6 | 18.9
5745 | 8 | 28 | 9 | 64.4 | 66.2 | 89.06 | 75.92 | 68 | 18 | 19 | 31.7 | 24.4 | 20
5746 | 8 | 28 | 10 | 68 | 71.6 | 91.94 | 80.96 | 71.06 | 20 | 22 | 33.3 | 27.2 | 21.7
5747 | 8 | 28 | 11 | 69.8 | 71.6 | 95 | 87.08 | 73.94 | 21 | 22 | 35 | 30.6 | 23.3
5748 | 8 | 28 | 12 | 73.4 | 75.2 | 98.06 | 89.06 | 75.02 | 23 | 24 | 36.7 | 31.7 | 23.9
5749 | 8 | 28 | 13 | 73.4 | 75.2 | 98.96 | 89.96 | 73.94 | 23 | 24 | 37.2 | 32.2 | 23.3
5750 | 8 | 28 | 14 | 78.8 | 75.2 | 100.04 | 91.94 | 73.94 | 26 | 24 | 37.8 | 33.3 | 23.3
5751 | 8 | 28 | 15 | 78.8 | 75.2 | 100.94 | 91.94 | 75.02 | 26 | 24 | 38.3 | 33.3 | 23.9
5752 | 8 | 28 | 16 | 77 | 75.2 | 96.98 | 91.94 | 78.08 | 25 | 24 | 36.1 | 33.3 | 25.6
5753 | 8 | 28 | 17 | 75.2 | 77 | 96.98 | 91.04 | 75.92 | 24 | 25 | 36.1 | 32.8 | 24.4
5754 | 8 | 28 | 18 | 71.6 | 75.2 | 95 | 87.98 | 73.94 | 22 | 24 | 35 | 31.1 | 23.3
5755 | 8 | 28 | 19 | 69.8 | 69.8 | 91.04 | 84.02 | 69.08 | 21 | 21 | 32.8 | 28.9 | 20.6
5756 | 8 | 28 | 20 | 66.2 | 66.2 | 84.02 | 82.04 | 66.92 | 19 | 19 | 28.9 | 27.8 | 19.4
5757 | 8 | 28 | 21 | 66.2 | 64.4 | 84.02 | 78.98 | 64.94 | 19 | 18 | 28.9 | 26.1 | 18.3
5758 | 8 | 28 | 22 | 62.6 | 64.4 | 82.94 | 73.04 | 64.04 | 17 | 18 | 28.3 | 22.8 | 17.8
5759 | 8 | 28 | 23 | 62.6 | 64.4 | 80.06 | 69.98 | 62.96 | 17 | 18 | 26.7 | 21.1 | 17.2
5760 | 8 | 28 | 24 | 62.6 | 62.6 | 78.98 | 69.98 | 62.96 | 17 | 17 | 26.1 | 21.1 | 17.2
5761 | 8 | 29 | 1 | 60.8 | 60.8 | 78.08 | 62.96 | 62.96 | 16 | 16 | 25.6 | 17.2 | 17.2
5762 | 8 | 29 | 2 | 60.8 | 57.2 | 75.02 | 68 | 62.06 | 16 | 14 | 23.9 | 20 | 16.7
5763 | 8 | 29 | 3 | 59 | 57.2 | 75.02 | 57.02 | 60.98 | 15 | 14 | 23.9 | 13.9 | 16.1
5764 | 8 | 29 | 4 | 59 | 54.32 | 73.94 | 57.02 | 60.98 | 15 | 12.4 | 23.3 | 13.9 | 16.1
5765 | 8 | 29 | 5 | 55.4 | 51.8 | 73.04 | 53.96 | 60.08 | 13 | 11 | 22.8 | 12.2 | 15.6
5766 | 8 | 29 | 6 | 59 | 53.6 | 75.02 | 53.06 | 60.08 | 15 | 12 | 23.9 | 11.7 | 15.6
5767 | 8 | 29 | 7 | 64.4 | 55.4 | 80.96 | 59 | 60.08 | 18 | 13 | 27.2 | 15 | 15.6
5768 | 8 | 29 | 8 | 68 | 59 | 86 | 69.08 | 64.04 | 20 | 15 | 30 | 20.6 | 17.8
5769 | 8 | 29 | 9 | 68 | 64.4 | 91.04 | 77 | 68 | 20 | 18 | 32.8 | 25 | 20
5770 | 8 | 29 | 10 | 71.6 | 69.98 | 93.02 | 84.02 | 69.08 | 22 | 21.1 | 33.9 | 28.9 | 20.6
5771 | 8 | 29 | 11 | 78.26 | 75.2 | 96.08 | 87.98 | 71.96 | 25.7 | 24 | 35.6 | 31.1 | 22.2
5772 | 8 | 29 | 12 | 84.2 | 78.8 | 98.06 | 89.96 | 75.92 | 29 | 26 | 36.7 | 32.2 | 24.4
5773 | 8 | 29 | 13 | 84.2 | 80.6 | 100.04 | 91.04 | 75.02 | 29 | 27 | 37.8 | 32.8 | 23.9
5774 | 8 | 29 | 14 | 82.4 | 78.8 | 100.94 | 93.02 | 77 | 28 | 26 | 38.3 | 33.9 | 25
5775 | 8 | 29 | 15 | 66.2 | 75.2 | 100.94 | 93.92 | 73.04 | 19 | 24 | 38.3 | 34.4 | 22.8
5776 | 8 | 29 | 16 | 60.8 | 69.8 | 100.94 | 93.92 | 75.92 | 16 | 21 | 38.3 | 34.4 | 24.4
5777 | 8 | 29 | 17 | 64.4 | 62.6 | 100.04 | 86 | 75.02 | 18 | 17 | 37.8 | 30 | 23.9
5778 | 8 | 29 | 18 | 62.6 | 60.8 | 96.98 | 86 | 71.96 | 17 | 16 | 36.1 | 30 | 22.2
5779 | 8 | 29 | 19 | 62.6 | 60.8 | 93.02 | 82.04 | 68 | 17 | 16 | 33.9 | 27.8 | 20
5780 | 8 | 29 | 20 | 60.8 | 59 | 89.96 | 82.04 | 68 | 16 | 15 | 32.2 | 27.8 | 20
5781 | 8 | 29 | 21 | 62.6 | 59 | 87.98 | 80.06 | 68 | 17 | 15 | 31.1 | 26.7 | 20
5782 | 8 | 29 | 22 | 60.8 | 60.8 | 86 | 73.94 | 66.92 | 16 | 16 | 30 | 23.3 | 19.4
5783 | 8 | 29 | 23 | 60.8 | 60.8 | 82.94 | 73.04 | 64.04 | 16 | 16 | 28.3 | 22.8 | 17.8
5784 | 8 | 29 | 24 | 57.2 | 57.2 | 78.08 | 69.08 | 62.96 | 14 | 14 | 25.6 | 20.6 | 17.2
5785 | 8 | 30 | 1 | 55.4 | 57.2 | 82.04 | 64.94 | 62.06 | 13 | 14 | 27.8 | 18.3 | 16.7
5786 | 8 | 30 | 2 | 55.4 | 55.4 | 80.06 | 64.94 | 60.08 | 13 | 13 | 26.7 | 18.3 | 15.6
5787 | 8 | 30 | 3 | 53.6 | 53.6 | 78.98 | 64.04 | 60.08 | 12 | 12 | 26.1 | 17.8 | 15.6
5788 | 8 | 30 | 4 | 53.6 | 53.6 | 75.02 | 60.08 | 60.98 | 12 | 12 | 23.9 | 15.6 | 16.1
5789 | 8 | 30 | 5 | 53.6 | 53.6 | 73.94 | 60.08 | 60.08 | 12 | 12 | 23.3 | 15.6 | 15.6
5790 | 8 | 30 | 6 | 53.6 | 50 | 73.04 | 64.04 | 59 | 12 | 10 | 22.8 | 17.8 | 15
5791 | 8 | 30 | 7 | 59 | 55.4 | 80.06 | 62.96 | 60.98 | 15 | 13 | 26.7 | 17.2 | 16.1
5792 | 8 | 30 | 8 | 66.2 | 59 | 87.98 | 73.04 | 64.04 | 19 | 15 | 31.1 | 22.8 | 17.8
5793 | 8 | 30 | 9 | 71.6 | 64.4 | 91.04 | 77 | 68 | 22 | 18 | 32.8 | 25 | 20
5794 | 8 | 30 | 10 | 77 | 71.6 | 93.92 | 82.94 | 71.06 | 25 | 22 | 34.4 | 28.3 | 21.7
5795 | 8 | 30 | 11 | 78.8 | 75.2 | 96.98 | 89.06 | 73.94 | 26 | 24 | 36.1 | 31.7 | 23.3
5796 | 8 | 30 | 12 | 80.6 | 80.6 | 98.96 | 93.02 | 78.08 | 27 | 27 | 37.2 | 33.9 | 25.6
5797 | 8 | 30 | 13 | 82.4 | 84.2 | 102.02 | 93.92 | 80.96 | 28 | 29 | 38.9 | 34.4 | 27.2
5798 | 8 | 30 | 14 | 82.4 | 87.8 | 104 | 89.96 | 82.94 | 28 | 31 | 40 | 32.2 | 28.3
5799 | 8 | 30 | 15 | 82.4 | 88.34 | 104 | 89.06 | 84.02 | 28 | 31.3 | 40 | 31.7 | 28.9
5800 | 8 | 30 | 16 | 82.4 | 87.8 | 102.92 | 82.04 | 84.92 | 28 | 31 | 39.4 | 27.8 | 29.4
5801 | 8 | 30 | 17 | 82.4 | 87.8 | 102.02 | 82.94 | 84.02 | 28 | 31 | 38.9 | 28.3 | 28.9
5802 | 8 | 30 | 18 | 80.6 | 80.6 | 100.04 | 82.04 | 82.94 | 27 | 27 | 37.8 | 27.8 | 28.3
5803 | 8 | 30 | 19 | 73.4 | 71.6 | 96.08 | 80.06 | 80.06 | 23 | 22 | 35.6 | 26.7 | 26.7
5804 | 8 | 30 | 20 | 71.6 | 66.2 | 91.04 | 75.02 | 77 | 22 | 19 | 32.8 | 23.9 | 25
5805 | 8 | 30 | 21 | 69.8 | 64.4 | 87.98 | 75.92 | 75.02 | 21 | 18 | 31.1 | 24.4 | 23.9
5806 | 8 | 30 | 22 | 69.8 | 60.8 | 87.08 | 71.96 | 73.04 | 21 | 16 | 30.6 | 22.2 | 22.8
5807 | 8 | 30 | 23 | 68 | 60.8 | 82.94 | 68 | 71.06 | 20 | 16 | 28.3 | 20 | 21.7
5808 | 8 | 30 | 24 | 68 | 60.8 | 82.04 | 66.02 | 68 | 20 | 16 | 27.8 | 18.9 | 20
5809 | 8 | 31 | 1 | 66.2 | 57.2 | 82.94 | 62.96 | 66.92 | 19 | 14 | 28.3 | 17.2 | 19.4
5810 | 8 | 31 | 2 | 64.4 | 55.4 | 78.98 | 60.98 | 60.98 | 18 | 13 | 26.1 | 16.1 | 16.1
5811 | 8 | 31 | 3 | 64.4 | 57.2 | 77 | 60.08 | 60.98 | 18 | 14 | 25 | 15.6 | 16.1
5812 | 8 | 31 | 4 | 64.4 | 57.2 | 73.94 | 55.94 | 60.08 | 18 | 14 | 23.3 | 13.3 | 15.6
5813 | 8 | 31 | 5 | 61.88 | 56.48 | 75.02 | 57.92 | 57.02 | 16.6 | 13.6 | 23.9 | 14.4 | 13.9
5814 | 8 | 31 | 6 | 60.8 | 57.2 | 80.06 | 55.94 | 55.04 | 16 | 14 | 26.7 | 13.3 | 12.8
5815 | 8 | 31 | 7 | 66.2 | 59 | 82.94 | 60.08 | 64.04 | 19 | 15 | 28.3 | 15.6 | 17.8
5816 | 8 | 31 | 8 | 71.6 | 62.6 | 89.06 | 71.06 | 69.08 | 22 | 17 | 31.7 | 21.7 | 20.6
5817 | 8 | 31 | 9 | 77 | 69.8 | 93.92 | 75.02 | 71.96 | 25 | 21 | 34.4 | 23.9 | 22.2
5818 | 8 | 31 | 10 | 80.6 | 75.2 | 96.98 | 82.04 | 75.02 | 27 | 24 | 36.1 | 27.8 | 23.9
5819 | 8 | 31 | 11 | 84.2 | 80.6 | 98.96 | 89.06 | 78.98 | 29 | 27 | 37.2 | 31.7 | 26.1
5820 | 8 | 31 | 12 | 86 | 87.8 | 102.02 | 91.94 | 82.04 | 30 | 31 | 38.9 | 33.3 | 27.8
5821 | 8 | 31 | 13 | 86 | 89.6 | 104 | 93.92 | 84.92 | 30 | 32 | 40 | 34.4 | 29.4
5822 | 8 | 31 | 14 | 86 | 89.6 | 105.08 | 93.92 | 86 | 30 | 32 | 40.6 | 34.4 | 30
5823 | 8 | 31 | 15 | 87.8 | 91.4 | 105.08 | 89.96 | 87.98 | 31 | 33 | 40.6 | 32.2 | 31.1
5824 | 8 | 31 | 16 | 87.8 | 91.4 | 105.08 | 84.02 | 87.98 | 31 | 33 | 40.6 | 28.9 | 31.1
5825 | 8 | 31 | 17 | 87.8 | 91.4 | 104 | 78.98 | 84.92 | 31 | 33 | 40 | 26.1 | 29.4
5826 | 8 | 31 | 18 | 84.2 | 84.2 | 100.04 | 78.98 | 84.02 | 29 | 29 | 37.8 | 26.1 | 28.9
5827 | 8 | 31 | 19 | 75.2 | 78.8 | 96.98 | 80.06 | 78.08 | 24 | 26 | 36.1 | 26.7 | 25.6
5828 | 8 | 31 | 20 | 73.4 | 69.8 | 91.94 | 78.08 | 78.08 | 23 | 21 | 33.3 | 25.6 | 25.6
5829 | 8 | 31 | 21 | 75.2 | 69.8 | 91.94 | 73.94 | 75.02 | 24 | 21 | 33.3 | 23.3 | 23.9
5830 | 8 | 31 | 22 | 71.96 | 68.18 | 90.32 | 70.88 | 73.94 | 22.2 | 20.1 | 32.4 | 21.6 | 23.3
5831 | 8 | 31 | 23 | 68.54 | 66.38 | 88.88 | 67.64 | 72.68 | 20.3 | 19.1 | 31.6 | 19.8 | 22.6
5832 | 8 | 31 | 24 | 65.3 | 64.76 | 87.26 | 64.58 | 71.6 | 18.5 | 18.2 | 30.7 | 18.1 | 22
5833 | 9 | 1 | 1 | 61.88 | 62.96 | 85.64 | 61.34 | 70.34 | 16.6 | 17.2 | 29.8 | 16.3 | 21.3
5834 | 9 | 1 | 2 | 58.64 | 61.34 | 84.02 | 58.28 | 69.26 | 14.8 | 16.3 | 28.9 | 14.6 | 20.7
5835 | 9 | 1 | 3 | 55.22 | 59.54 | 82.58 | 55.04 | 68 | 12.9 | 15.3 | 28.1 | 12.8 | 20
5836 | 9 | 1 | 4 | 51.98 | 57.92 | 80.96 | 51.98 | 66.92 | 11.1 | 14.4 | 27.2 | 11.1 | 19.4
5837 | 9 | 1 | 5 | 53.96 | 56.66 | 80.06 | 48.92 | 66.02 | 12.2 | 13.7 | 26.7 | 9.4 | 18.9
5838 | 9 | 1 | 6 | 53.96 | 55.58 | 78.98 | 50 | 64.94 | 12.2 | 13.1 | 26.1 | 10 | 18.3
5839 | 9 | 1 | 7 | 56.84 | 59.36 | 84.92 | 53.96 | 66.02 | 13.8 | 15.2 | 29.4 | 12.2 | 18.9
5840 | 9 | 1 | 8 | 61.88 | 63.86 | 87.08 | 62.06 | 69.98 | 16.6 | 17.7 | 30.6 | 16.7 | 21.1
5841 | 9 | 1 | 9 | 65.84 | 69.8 | 91.94 | 68 | 73.04 | 18.8 | 21 | 33.3 | 20 | 22.8
5842 | 9 | 1 | 10 | 69.98 | 75.2 | 96.98 | 73.04 | 75.92 | 21.1 | 24 | 36.1 | 22.8 | 24.4
5843 | 9 | 1 | 11 | 72.86 | 77.54 | 100.94 | 77 | 78.08 | 22.7 | 25.3 | 38.3 | 25 | 25.6
5844 | 9 | 1 | 12 | 75.92 | 80.96 | 102.02 | 80.96 | 78.98 | 24.4 | 27.2 | 38.9 | 27.2 | 26.1
5845 | 9 | 1 | 13 | 69.98 | 83.3 | 102.02 | 82.94 | 80.96 | 21.1 | 28.5 | 38.9 | 28.3 | 27.2
5846 | 9 | 1 | 14 | 68 | 84.74 | 102.02 | 84.02 | 84.02 | 20 | 29.3 | 38.9 | 28.9 | 28.9
5847 | 9 | 1 | 15 | 64.94 | 83.66 | 105.08 | 82.94 | 84.02 | 18.3 | 28.7 | 40.6 | 28.3 | 28.9
5848 | 9 | 1 | 16 | 66.92 | 81.68 | 100.94 | 82.04 | 82.94 | 19.4 | 27.6 | 38.3 | 27.8 | 28.3
5849 | 9 | 1 | 17 | 68 | 77.54 | 102.02 | 80.06 | 78.98 | 20 | 25.3 | 38.9 | 26.7 | 26.1
5850 | 9 | 1 | 18 | 66.92 | 75.2 | 98.96 | 75.92 | 78.98 | 19.4 | 24 | 37.2 | 24.4 | 26.1
5851 | 9 | 1 | 19 | 64.94 | 71.6 | 89.96 | 71.96 | 73.94 | 18.3 | 22 | 32.2 | 22.2 | 23.3
5852 | 9 | 1 | 20 | 64.94 | 69.8 | 91.94 | 69.08 | 73.04 | 18.3 | 21 | 33.3 | 20.6 | 22.8
5853 | 9 | 1 | 21 | 62.96 | 66.92 | 91.04 | 66.92 | 69.98 | 17.2 | 19.4 | 32.8 | 19.4 | 21.1
5854 | 9 | 1 | 22 | 60.98 | 64.4 | 87.98 | 62.06 | 68 | 16.1 | 18 | 31.1 | 16.7 | 20
5855 | 9 | 1 | 23 | 59.9 | 63.14 | 87.08 | 59 | 68 | 15.5 | 17.3 | 30.6 | 15 | 20
5856 | 9 | 1 | 24 | 59 | 62.78 | 82.94 | 55.94 | 68 | 15 | 17.1 | 28.3 | 13.3 | 20
5857 | 9 | 2 | 1 | 59.9 | 62.6 | 82.94 | 51.08 | 66.02 | 15.5 | 17 | 28.3 | 10.6 | 18.9
5858 | 9 | 2 | 2 | 59.9 | 62.6 | 82.94 | 51.08 | 64.94 | 15.5 | 17 | 28.3 | 10.6 | 18.3
5859 | 9 | 2 | 3 | 59.9 | 60.8 | 80.96 | 46.94 | 62.06 | 15.5 | 16 | 27.2 | 8.3 | 16.7
5860 | 9 | 2 | 4 | 59 | 60.8 | 78.98 | 48.02 | 60.98 | 15 | 16 | 26.1 | 8.9 | 16.1
5861 | 9 | 2 | 5 | 56.84 | 59 | 78.08 | 44.96 | 60.08 | 13.8 | 15 | 25.6 | 7.2 | 15.6
5862 | 9 | 2 | 6 | 54.86 | 57.56 | 75.02 | 46.04 | 60.08 | 12.7 | 14.2 | 23.9 | 7.8 | 15.6
5863 | 9 | 2 | 7 | 59 | 60.8 | 82.04 | 53.06 | 64.94 | 15 | 16 | 27.8 | 11.7 | 18.3
5864 | 9 | 2 | 8 | 60.98 | 60.8 | 89.06 | 60.98 | 69.08 | 16.1 | 16 | 31.7 | 16.1 | 20.6
5865 | 9 | 2 | 9 | 65.84 | 60.98 | 89.96 | 64.94 | 71.96 | 18.8 | 16.1 | 32.2 | 18.3 | 22.2
5866 | 9 | 2 | 10 | 70.88 | 60.8 | 93.02 | 71.06 | 75.02 | 21.6 | 16 | 33.9 | 21.7 | 23.9
5867 | 9 | 2 | 11 | 77 | 64.04 | 96.08 | 75.02 | 78.98 | 25 | 17.8 | 35.6 | 23.9 | 26.1
5868 | 9 | 2 | 12 | 79.88 | 68.9 | 96.98 | 78.08 | 82.94 | 26.6 | 20.5 | 36.1 | 25.6 | 28.3
5869 | 9 | 2 | 13 | 82.94 | 72.14 | 98.96 | 80.96 | 84.92 | 28.3 | 22.3 | 37.2 | 27.2 | 29.4
5870 | 9 | 2 | 14 | 84.92 | 75.2 | 100.94 | 84.02 | 84.92 | 29.4 | 24 | 38.3 | 28.9 | 29.4
5871 | 9 | 2 | 15 | 86 | 76.64 | 93.92 | 84.92 | 89.06 | 30 | 24.8 | 34.4 | 29.4 | 31.7
5872 | 9 | 2 | 16 | 86 | 76.1 | 96.08 | 86 | 87.98 | 30 | 24.5 | 35.6 | 30 | 31.1
5873 | 9 | 2 | 17 | 81.86 | 70.34 | 96.08 | 84.02 | 87.98 | 27.7 | 21.3 | 35.6 | 28.9 | 31.1
5874 | 9 | 2 | 18 | 77.9 | 68 | 93.92 | 80.06 | 86 | 25.5 | 20 | 34.4 | 26.7 | 30
5875 | 9 | 2 | 19 | 75.92 | 66.02 | 89.06 | 75.92 | 80.06 | 24.4 | 18.9 | 31.7 | 24.4 | 26.7
5876 | 9 | 2 | 20 | 72.86 | 65.66 | 87.98 | 69.98 | 77 | 22.7 | 18.7 | 31.1 | 21.1 | 25
5877 | 9 | 2 | 21 | 68.9 | 66.2 | 86 | 68 | 73.04 | 20.5 | 19 | 30 | 20 | 22.8
5878 | 9 | 2 | 22 | 66.92 | 65.48 | 82.94 | 68 | 75.02 | 19.4 | 18.6 | 28.3 | 20 | 23.9
5879 | 9 | 2 | 23 | 65.84 | 64.58 | 84.92 | 57.92 | 71.06 | 18.8 | 18.1 | 29.4 | 14.4 | 21.7
5880 | 9 | 2 | 24 | 64.94 | 64.4 | 82.04 | 57.92 | 71.96 | 18.3 | 18 | 27.8 | 14.4 | 22.2
5881 | 9 | 3 | 1 | 65.84 | 64.4 | 80.96 | 51.98 | 71.06 | 18.8 | 18 | 27.2 | 11.1 | 21.7
5882 | 9 | 3 | 2 | 64.94 | 56.48 | 78.98 | 51.98 | 66.92 | 18.3 | 13.6 | 26.1 | 11.1 | 19.4
5883 | 9 | 3 | 3 | 64.94 | 53.6 | 77 | 53.06 | 64.94 | 18.3 | 12 | 25 | 11.7 | 18.3
5884 | 9 | 3 | 4 | 66.92 | 49.82 | 78.98 | 46.94 | 66.02 | 19.4 | 9.9 | 26.1 | 8.3 | 18.9
5885 | 9 | 3 | 5 | 70.88 | 48.74 | 77 | 48.02 | 64.04 | 21.6 | 9.3 | 25 | 8.9 | 17.8
5886 | 9 | 3 | 6 | 66.92 | 44.96 | 78.98 | 44.96 | 64.04 | 19.4 | 7.2 | 26.1 | 7.2 | 17.8
5887 | 9 | 3 | 7 | 66.92 | 49.28 | 80.96 | 53.06 | 69.08 | 19.4 | 9.6 | 27.2 | 11.7 | 20.6
5888 | 9 | 3 | 8 | 68 | 55.22 | 86 | 59 | 73.94 | 20 | 12.9 | 30 | 15 | 23.3
5889 | 9 | 3 | 9 | 70.88 | 59.36 | 93.92 | 66.92 | 78.08 | 21.6 | 15.2 | 34.4 | 19.4 | 25.6
5890 | 9 | 3 | 10 | 73.94 | 63.5 | 96.08 | 73.04 | 82.04 | 23.3 | 17.5 | 35.6 | 22.8 | 27.8
5891 | 9 | 3 | 11 | 73.94 | 71.6 | 98.96 | 77 | 84.02 | 23.3 | 22 | 37.2 | 25 | 28.9
5892 | 9 | 3 | 12 | 72.86 | 75.92 | 100.04 | 80.96 | 87.08 | 22.7 | 24.4 | 37.8 | 27.2 | 30.6
5893 | 9 | 3 | 13 | 73.94 | 77.18 | 100.04 | 84.02 | 87.98 | 23.3 | 25.1 | 37.8 | 28.9 | 31.1
5894 | 9 | 3 | 14 | 77 | 79.34 | 100.04 | 84.02 | 91.04 | 25 | 26.3 | 37.8 | 28.9 | 32.8
5895 | 9 | 3 | 15 | 78.98 | 79.88 | 98.96 | 86 | 87.08 | 26.1 | 26.6 | 37.2 | 30 | 30.6
5896 | 9 | 3 | 16 | 79.88 | 81.14 | 98.96 | 86 | 82.04 | 26.6 | 27.3 | 37.2 | 30 | 27.8
5897 | 9 | 3 | 17 | 77.9 | 81.32 | 98.06 | 84.92 | 80.96 | 25.5 | 27.4 | 36.7 | 29.4 | 27.2
5898 | 9 | 3 | 18 | 74.84 | 76.64 | 95 | 82.04 | 71.06 | 23.8 | 24.8 | 35 | 27.8 | 21.7
5899 | 9 | 3 | 19 | 72.86 | 73.94 | 91.04 | 73.04 | 69.08 | 22.7 | 23.3 | 32.8 | 22.8 | 20.6
5900 | 9 | 3 | 20 | 68.9 | 69.08 | 87.08 | 73.94 | 69.08 | 20.5 | 20.6 | 30.6 | 23.3 | 20.6
5901 | 9 | 3 | 21 | 64.94 | 65.66 | 82.04 | 66.92 | 69.08 | 18.3 | 18.7 | 27.8 | 19.4 | 20.6
5902 | 9 | 3 | 22 | 63.86 | 64.94 | 87.08 | 60.98 | 69.98 | 17.7 | 18.3 | 30.6 | 16.1 | 21.1
5903 | 9 | 3 | 23 | 60.98 | 63.14 | 87.08 | 59 | 69.08 | 16.1 | 17.3 | 30.6 | 15 | 20.6
5904 | 9 | 3 | 24 | 59.9 | 64.4 | 86 | 57.92 | 68 | 15.5 | 18 | 30 | 14.4 | 20
5905 | 9 | 4 | 1 | 59 | 63.86 | 80.96 | 55.04 | 66.92 | 15 | 17.7 | 27.2 | 12.8 | 19.4
5906 | 9 | 4 | 2 | 59 | 60.44 | 84.02 | 53.06 | 66.02 | 15 | 15.8 | 28.9 | 11.7 | 18.9
5907 | 9 | 4 | 3 | 57.92 | 59 | 84.02 | 51.98 | 66.92 | 14.4 | 15 | 28.9 | 11.1 | 19.4
5908 | 9 | 4 | 4 | 56.84 | 57.56 | 84.02 | 48.92 | 66.92 | 13.8 | 14.2 | 28.9 | 9.4 | 19.4
5909 | 9 | 4 | 5 | 56.84 | 58.1 | 80.96 | 46.94 | 62.96 | 13.8 | 14.5 | 27.2 | 8.3 | 17.2
5910 | 9 | 4 | 6 | 56.84 | 56.48 | 78.98 | 46.04 | 62.96 | 13.8 | 13.6 | 26.1 | 7.8 | 17.2
5911 | 9 | 4 | 7 | 62.96 | 64.04 | 80.96 | 53.06 | 64.94 | 17.2 | 17.8 | 27.2 | 11.7 | 18.3
5912 | 9 | 4 | 8 | 69.98 | 71.6 | 84.02 | 62.06 | 66.92 | 21.1 | 22 | 28.9 | 16.7 | 19.4
5913 | 9 | 4 | 9 | 75.92 | 78.08 | 87.98 | 69.08 | 68 | 24.4 | 25.6 | 31.1 | 20.6 | 20
5914 | 9 | 4 | 10 | 78.98 | 81.68 | 89.06 | 75.02 | 71.96 | 26.1 | 27.6 | 31.7 | 23.9 | 22.2
5915 | 9 | 4 | 11 | 80.96 | 87.08 | 91.04 | 80.06 | 77 | 27.2 | 30.6 | 32.8 | 26.7 | 25
5916 | 9 | 4 | 12 | 82.94 | 89.78 | 93.02 | 86 | 77 | 28.3 | 32.1 | 33.9 | 30 | 25
5917 | 9 | 4 | 13 | 84.92 | 90.32 | 93.92 | 87.98 | 78.08 | 29.4 | 32.4 | 34.4 | 31.1 | 25.6
5918 | 9 | 4 | 14 | 84.92 | 89.78 | 95 | 89.96 | 78.08 | 29.4 | 32.1 | 35 | 32.2 | 25.6
5919 | 9 | 4 | 15 | 83.84 | 89.42 | 87.98 | 89.96 | 75.92 | 28.8 | 31.9 | 31.1 | 32.2 | 24.4
5920 | 9 | 4 | 16 | 84.92 | 87.8 | 75.92 | 89.96 | 80.06 | 29.4 | 31 | 24.4 | 32.2 | 26.7
5921 | 9 | 4 | 17 | 84.92 | 86.18 | 80.06 | 87.08 | 80.06 | 29.4 | 30.1 | 26.7 | 30.6 | 26.7
5922 | 9 | 4 | 18 | 79.88 | 79.88 | 82.94 | 82.94 | 78.08 | 26.6 | 26.6 | 28.3 | 28.3 | 25.6
5923 | 9 | 4 | 19 | 77 | 74.3 | 82.04 | 78.98 | 75.02 | 25 | 23.5 | 27.8 | 26.1 | 23.9
5924 | 9 | 4 | 20 | 66.92 | 66.92 | 78.98 | 75.92 | 71.06 | 19.4 | 19.4 | 26.1 | 24.4 | 21.7
5925 | 9 | 4 | 21 | 65.84 | 64.4 | 78.98 | 71.06 | 71.06 | 18.8 | 18 | 26.1 | 21.7 | 21.7
5926 | 9 | 4 | 22 | 63.86 | 63.5 | 77 | 69.08 | 64.94 | 17.7 | 17.5 | 25 | 20.6 | 18.3
5927 | 9 | 4 | 23 | 62.96 | 62.6 | 73.94 | 64.04 | 64.94 | 17.2 | 17 | 23.3 | 17.8 | 18.3
5928 | 9 | 4 | 24 | 57.92 | 62.6 | 75.02 | 53.96 | 64.94 | 14.4 | 17 | 23.9 | 12.2 | 18.3
5929 | 9 | 5 | 1 | 61.88 | 60.08 | 73.04 | 53.06 | 64.94 | 16.6 | 15.6 | 22.8 | 11.7 | 18.3
5930 | 9 | 5 | 2 | 57.92 | 57.2 | 71.06 | 51.98 | 64.94 | 14.4 | 14 | 21.7 | 11.1 | 18.3
5931 | 9 | 5 | 3 | 56.84 | 57.56 | 71.06 | 51.08 | 64.04 | 13.8 | 14.2 | 21.7 | 10.6 | 17.8
5932 | 9 | 5 | 4 | 57.92 | 55.04 | 69.98 | 46.94 | 64.04 | 14.4 | 12.8 | 21.1 | 8.3 | 17.8
5933 | 9 | 5 | 5 | 57.92 | 55.4 | 69.08 | 46.04 | 60.98 | 14.4 | 13 | 20.6 | 7.8 | 16.1
5934 | 9 | 5 | 6 | 56.84 | 55.76 | 68 | 46.04 | 59 | 13.8 | 13.2 | 20 | 7.8 | 15
5935 | 9 | 5 | 7 | 57.92 | 57.38 | 71.06 | 53.96 | 60.08 | 14.4 | 14.1 | 21.7 | 12.2 | 15.6
5936 | 9 | 5 | 8 | 60.98 | 57.74 | 75.92 | 60.98 | 62.96 | 16.1 | 14.3 | 24.4 | 16.1 | 17.2
5937 | 9 | 5 | 9 | 60.98 | 60.08 | 78.08 | 69.08 | 64.94 | 16.1 | 15.6 | 25.6 | 20.6 | 18.3
5938 | 9 | 5 | 10 | 64.94 | 60.62 | 80.06 | 75.92 | 66.92 | 18.3 | 15.9 | 26.7 | 24.4 | 19.4
5939 | 9 | 5 | 11 | 65.84 | 60.98 | 82.94 | 82.04 | 69.98 | 18.8 | 16.1 | 28.3 | 27.8 | 21.1
5940 | 9 | 5 | 12 | 69.98 | 63.32 | 86 | 82.94 | 71.96 | 21.1 | 17.4 | 30 | 28.3 | 22.2
5941 | 9 | 5 | 13 | 72.86 | 64.76 | 87.98 | 84.92 | 75.02 | 22.7 | 18.2 | 31.1 | 29.4 | 23.9
5942 | 9 | 5 | 14 | 77 | 66.2 | 89.06 | 87.08 | 75.92 | 25 | 19 | 31.7 | 30.6 | 24.4
5943 | 9 | 5 | 15 | 77 | 68.54 | 91.94 | 87.08 | 75.92 | 25 | 20.3 | 33.3 | 30.6 | 24.4
5944 | 9 | 5 | 16 | 75.92 | 70.16 | 89.96 | 84.92 | 75.02 | 24.4 | 21.2 | 32.2 | 29.4 | 23.9
5945 | 9 | 5 | 17 | 73.94 | 71.42 | 89.06 | 82.94 | 64.04 | 23.3 | 21.9 | 31.7 | 28.3 | 17.8
5946 | 9 | 5 | 18 | 70.88 | 69.8 | 87.08 | 78.98 | 64.94 | 21.6 | 21 | 30.6 | 26.1 | 18.3
5947 | 9 | 5 | 19 | 66.92 | 68.18 | 82.94 | 75.92 | 62.96 | 19.4 | 20.1 | 28.3 | 24.4 | 17.2
5948 | 9 | 5 | 20 | 63.86 | 68.72 | 78.98 | 73.04 | 62.06 | 17.7 | 20.4 | 26.1 | 22.8 | 16.7
5949 | 9 | 5 | 21 | 61.88 | 67.1 | 80.06 | 66.02 | 62.06 | 16.6 | 19.5 | 26.7 | 18.9 | 16.7
5950 | 9 | 5 | 22 | 63.86 | 66.38 | 78.98 | 62.06 | 62.06 | 17.7 | 19.1 | 26.1 | 16.7 | 16.7
5951 | 9 | 5 | 23 | 60.98 | 66.92 | 75.02 | 57.02 | 60.98 | 16.1 | 19.4 | 23.9 | 13.9 | 16.1
5952 | 9 | 5 | 24 | 59 | 67.28 | 73.04 | 55.04 | 60.08 | 15 | 19.6 | 22.8 | 12.8 | 15.6
5953 | 9 | 6 | 1 | 57.92 | 67.64 | 73.04 | 53.96 | 60.98 | 14.4 | 19.8 | 22.8 | 12.2 | 16.1
5954 | 9 | 6 | 2 | 56.84 | 68.18 | 71.06 | 51.08 | 60.08 | 13.8 | 20.1 | 21.7 | 10.6 | 15.6
5955 | 9 | 6 | 3 | 59 | 66.56 | 69.98 | 51.08 | 60.08 | 15 | 19.2 | 21.1 | 10.6 | 15.6
5956 | 9 | 6 | 4 | 57.92 | 66.02 | 69.08 | 48.92 | 59 | 14.4 | 18.9 | 20.6 | 9.4 | 15
5957 | 9 | 6 | 5 | 55.94 | 66.56 | 68 | 48.92 | 59 | 13.3 | 19.2 | 20 | 9.4 | 15
5958 | 9 | 6 | 6 | 55.94 | 66.92 | 66.92 | 51.98 | 59 | 13.3 | 19.4 | 19.4 | 11.1 | 15
5959 | 9 | 6 | 7 | 61.88 | 68.18 | 71.96 | 60.08 | 60.98 | 16.6 | 20.1 | 22.2 | 15.6 | 16.1
5960 | 9 | 6 | 8 | 68.9 | 70.7 | 78.98 | 66.02 | 60.98 | 20.5 | 21.5 | 26.1 | 18.9 | 16.1
5961 | 9 | 6 | 9 | 74.84 | 75.2 | 82.94 | 73.94 | 64.94 | 23.8 | 24 | 28.3 | 23.3 | 18.3
5962 | 9 | 6 | 10 | 81.86 | 78.8 | 84.92 | 78.08 | 69.98 | 27.7 | 26 | 29.4 | 25.6 | 21.1
5963 | 9 | 6 | 11 | 82.94 | 81.32 | 87.98 | 80.06 | 71.96 | 28.3 | 27.4 | 31.1 | 26.7 | 22.2
5964 | 9 | 6 | 12 | 84.92 | 83.3 | 91.04 | 80.96 | 75.02 | 29.4 | 28.5 | 32.8 | 27.2 | 23.9
5965 | 9 | 6 | 13 | 86.9 | 84.56 | 91.94 | 82.04 | 75.92 | 30.5 | 29.2 | 33.3 | 27.8 | 24.4
5966 | 9 | 6 | 14 | 86.9 | 84.74 | 93.02 | 80.96 | 78.08 | 30.5 | 29.3 | 33.9 | 27.2 | 25.6
5967 | 9 | 6 | 15 | 87.98 | 84.2 | 93.92 | 78.98 | 78.98 | 31.1 | 29 | 34.4 | 26.1 | 26.1
5968 | 9 | 6 | 16 | 86.9 | 82.76 | 93.92 | 77 | 80.06 | 30.5 | 28.2 | 34.4 | 25 | 26.7
5969 | 9 | 6 | 17 | 83.84 | 79.16 | 91.04 | 73.04 | 80.06 | 28.8 | 26.2 | 32.8 | 22.8 | 26.7
5970 | 9 | 6 | 18 | 77.9 | 73.76 | 89.06 | 62.96 | 73.94 | 25.5 | 23.2 | 31.7 | 17.2 | 23.3
5971 | 9 | 6 | 19 | 72.86 | 68 | 84.92 | 57.92 | 71.06 | 22.7 | 20 | 29.4 | 14.4 | 21.7
5972 | 9 | 6 | 20 | 69.98 | 64.04 | 84.02 | 57.02 | 68 | 21.1 | 17.8 | 28.9 | 13.9 | 20
5973 | 9 | 6 | 21 | 68.9 | 60.8 | 84.02 | 53.96 | 66.92 | 20.5 | 16 | 28.9 | 12.2 | 19.4
5974 | 9 | 6 | 22 | 68 | 59 | 77 | 51.98 | 66.92 | 20 | 15 | 25 | 11.1 | 19.4
5975 | 9 | 6 | 23 | 61.88 | 56.84 | 77 | 51.98 | 66.92 | 16.6 | 13.8 | 25 | 11.1 | 19.4
5976 | 9 | 6 | 24 | 62.96 | 55.58 | 75.02 | 51.98 | 66.92 | 17.2 | 13.1 | 23.9 | 11.1 | 19.4
5977 | 9 | 7 | 1 | 61.88 | 54.68 | 73.04 | 50 | 64.94 | 16.6 | 12.6 | 22.8 | 10 | 18.3
5978 | 9 | 7 | 2 | 63.86 | 53.6 | 73.94 | 48.92 | 64.94 | 17.7 | 12 | 23.3 | 9.4 | 18.3
5979 | 9 | 7 | 3 | 61.88 | 52.7 | 71.06 | 44.96 | 64.94 | 16.6 | 11.5 | 21.7 | 7.2 | 18.3
5980 | 9 | 7 | 4 | 62.96 | 51.8 | 66.92 | 44.96 | 62.96 | 17.2 | 11 | 19.4 | 7.2 | 17.2
5981 | 9 | 7 | 5 | 62.96 | 52.34 | 66.02 | 44.06 | 64.04 | 17.2 | 11.3 | 18.9 | 6.7 | 17.8
5982 | 9 | 7 | 6 | 63.86 | 53.06 | 66.92 | 42.98 | 62.96 | 17.7 | 11.7 | 19.4 | 6.1 | 17.2
5983 | 9 | 7 | 7 | 61.88 | 58.64 | 73.94 | 48.92 | 66.02 | 16.6 | 14.8 | 23.3 | 9.4 | 18.9
5984 | 9 | 7 | 8 | 68 | 64.94 | 80.96 | 53.96 | 69.08 | 20 | 18.3 | 27.2 | 12.2 | 20.6
5985 | 9 | 7 | 9 | 72.86 | 71.6 | 84.92 | 60.08 | 69.98 | 22.7 | 22 | 29.4 | 15.6 | 21.1
5986 | 9 | 7 | 10 | 77.9 | 76.1 | 87.08 | 62.06 | 68 | 25.5 | 24.5 | 30.6 | 16.7 | 20
5987 | 9 | 7 | 11 | 78.98 | 79.7 | 89.96 | 64.04 | 69.98 | 26.1 | 26.5 | 32.2 | 17.8 | 21.1
5988 | 9 | 7 | 12 | 81.86 | 82.58 | 93.02 | 66.92 | 69.98 | 27.7 | 28.1 | 33.9 | 19.4 | 21.1
5989 | 9 | 7 | 13 | 81.86 | 84.74 | 93.92 | 71.06 | 69.98 | 27.7 | 29.3 | 34.4 | 21.7 | 21.1
5990 | 9 | 7 | 14 | 83.84 | 85.82 | 93.92 | 71.06 | 71.06 | 28.8 | 29.9 | 34.4 | 21.7 | 21.7
5991 | 9 | 7 | 15 | 82.94 | 86.18 | 93.92 | 71.06 | 68 | 28.3 | 30.1 | 34.4 | 21.7 | 20
5992 | 9 | 7 | 16 | 81.86 | 85.64 | 93.92 | 71.96 | 69.08 | 27.7 | 29.8 | 34.4 | 22.2 | 20.6
5993 | 9 | 7 | 17 | 78.98 | 82.94 | 93.92 | 69.98 | 66.92 | 26.1 | 28.3 | 34.4 | 21.1 | 19.4
5994 | 9 | 7 | 18 | 75.92 | 77.9 | 89.96 | 66.92 | 64.94 | 24.4 | 25.5 | 32.2 | 19.4 | 18.3
5995 | 9 | 7 | 19 | 73.94 | 73.58 | 87.98 | 62.06 | 64.04 | 23.3 | 23.1 | 31.1 | 16.7 | 17.8
5996 | 9 | 7 | 20 | 66.92 | 71.06 | 82.94 | 64.04 | 64.04 | 19.4 | 21.7 | 28.3 | 17.8 | 17.8
5997 | 9 | 7 | 21 | 65.84 | 69.26 | 80.96 | 57.92 | 62.96 | 18.8 | 20.7 | 27.2 | 14.4 | 17.2
5998 | 9 | 7 | 22 | 61.88 | 68 | 78.98 | 57.02 | 62.96 | 16.6 | 20 | 26.1 | 13.9 | 17.2
5999 | 9 | 7 | 23 | 59.9 | 66.38 | 78.98 | 55.04 | 62.06 | 15.5 | 19.1 | 26.1 | 12.8 | 16.7
6000 | 9 | 7 | 24 | 59.9 | 65.48 | 75.92 | 55.04 | 60.98 | 15.5 | 18.6 | 24.4 | 12.8 | 16.1
6001 | 9 | 8 | 1 | 59 | 64.58 | 75.02 | 46.94 | 60.98 | 15 | 18.1 | 23.9 | 8.3 | 16.1
6002 | 9 | 8 | 2 | 56.84 | 63.68 | 73.04 | 51.08 | 60.98 | 13.8 | 17.6 | 22.8 | 10.6 | 16.1
6003 | 9 | 8 | 3 | 59 | 63.32 | 69.98 | 48.92 | 60.08 | 15 | 17.4 | 21.1 | 9.4 | 15.6
6004 | 9 | 8 | 4 | 56.84 | 62.78 | 69.08 | 46.04 | 60.08 | 13.8 | 17.1 | 20.6 | 7.8 | 15.6
6005 | 9 | 8 | 5 | 54.86 | 62.6 | 69.08 | 44.06 | 60.08 | 12.7 | 17 | 20.6 | 6.7 | 15.6
6006 | 9 | 8 | 6 | 53.96 | 60.98 | 69.98 | 44.06 | 57.02 | 12.2 | 16.1 | 21.1 | 6.7 | 13.9
6007 | 9 | 8 | 7 | 63.86 | 64.22 | 73.04 | 51.08 | 59 | 17.7 | 17.9 | 22.8 | 10.6 | 15
6008 | 9 | 8 | 8 | 69.98 | 68 | 80.96 | 57.02 | 59 | 21.1 | 20 | 27.2 | 13.9 | 15
6009 | 9 | 8 | 9 | 75.92 | 74.48 | 84.02 | 64.04 | 60.08 | 24.4 | 23.6 | 28.9 | 17.8 | 15.6
6010 | 9 | 8 | 10 | 78.98 | 78.08 | 87.98 | 69.98 | 60.98 | 26.1 | 25.6 | 31.1 | 21.1 | 16.1
6011 | 9 | 8 | 11 | 82.94 | 79.7 | 91.04 | 73.94 | 60.98 | 28.3 | 26.5 | 32.8 | 23.3 | 16.1
6012 | 9 | 8 | 12 | 82.94 | 84.2 | 95 | 75.92 | 64.04 | 28.3 | 29 | 35 | 24.4 | 17.8
6013 | 9 | 8 | 13 | 87.98 | 82.58 | 96.08 | 78.98 | 66.92 | 31.1 | 28.1 | 35.6 | 26.1 | 19.4
6014 | 9 | 8 | 14 | 86 | 82.22 | 96.98 | 78.98 | 69.98 | 30 | 27.9 | 36.1 | 26.1 | 21.1
6015 | 9 | 8 | 15 | 84.92 | 78.8 | 98.96 | 80.96 | 69.98 | 29.4 | 26 | 37.2 | 27.2 | 21.1
6016 | 9 | 8 | 16 | 84.92 | 79.52 | 98.06 | 80.06 | 68 | 29.4 | 26.4 | 36.7 | 26.7 | 20
6017 | 9 | 8 | 17 | 84.92 | 78.26 | 96.98 | 78.98 | 66.92 | 29.4 | 25.7 | 36.1 | 26.1 | 19.4
6018 | 9 | 8 | 18 | 79.88 | 75.02 | 93.92 | 75.92 | 64.94 | 26.6 | 23.9 | 34.4 | 24.4 | 18.3
6019 | 9 | 8 | 19 | 73.94 | 71.6 | 89.06 | 71.06 | 64.04 | 23.3 | 22 | 31.7 | 21.7 | 17.8
6020 | 9 | 8 | 20 | 71.96 | 69.8 | 84.92 | 69.08 | 62.06 | 22.2 | 21 | 29.4 | 20.6 | 16.7
6021 | 9 | 8 | 21 | 70.88 | 64.4 | 80.06 | 60.98 | 60.98 | 21.6 | 18 | 26.7 | 16.1 | 16.1
6022 | 9 | 8 | 22 | 70.88 | 60.8 | 78.98 | 62.96 | 60.08 | 21.6 | 16 | 26.1 | 17.2 | 15.6
6023 | 9 | 8 | 23 | 69.98 | 57.2 | 78.98 | 62.06 | 59 | 21.1 | 14 | 26.1 | 16.7 | 15
6024 | 9 | 8 | 24 | 66.92 | 57.74 | 75.02 | 60.08 | 55.04 | 19.4 | 14.3 | 23.9 | 15.6 | 12.8
6025 | 9 | 9 | 1 | 68 | 58.46 | 75.92 | 51.98 | 53.96 | 20 | 14.7 | 24.4 | 11.1 | 12.2
6026 | 9 | 9 | 2 | 64.94 | 59 | 78.08 | 51.08 | 51.98 | 18.3 | 15 | 25.6 | 10.6 | 11.1
6027 | 9 | 9 | 3 | 65.84 | 53.6 | 71.96 | 50 | 53.96 | 18.8 | 12 | 22.2 | 10 | 12.2
6028 | 9 | 9 | 4 | 65.84 | 51.8 | 69.98 | 48.92 | 53.96 | 18.8 | 11 | 21.1 | 9.4 | 12.2
6029 | 9 | 9 | 5 | 63.86 | 51.8 | 71.96 | 46.04 | 53.96 | 17.7 | 11 | 22.2 | 7.8 | 12.2
6030 | 9 | 9 | 6 | 63.86 | 50 | 69.08 | 46.04 | 51.08 | 17.7 | 10 | 20.6 | 7.8 | 10.6
6031 | 9 | 9 | 7 | 69.98 | 55.4 | 73.94 | 51.98 | 57.02 | 21.1 | 13 | 23.3 | 11.1 | 13.9
6032 | 9 | 9 | 8 | 74.84 | 59 | 80.96 | 59 | 59 | 23.8 | 15 | 27.2 | 15 | 15
6033 | 9 | 9 | 9 | 81.86 | 62.6 | 82.04 | 66.02 | 60.98 | 27.7 | 17 | 27.8 | 18.9 | 16.1
6034 | 9 | 9 | 10 | 84.92 | 66.2 | 87.98 | 71.96 | 64.94 | 29.4 | 19 | 31.1 | 22.2 | 18.3
6035 | 9 | 9 | 11 | 88.88 | 69.8 | 93.02 | 77 | 66.92 | 31.6 | 21 | 33.9 | 25 | 19.4
6036 | 9 | 9 | 12 | 89.96 | 72.14 | 93.92 | 80.06 | 69.98 | 32.2 | 22.3 | 34.4 | 26.7 | 21.1
6037 | 9 | 9 | 13 | 90.86 | 73.4 | 96.08 | 80.96 | 73.04 | 32.7 | 23 | 35.6 | 27.2 | 22.8
6038 | 9 | 9 | 14 | 87.98 | 77 | 98.06 | 82.04 | 75.02 | 31.1 | 25 | 36.7 | 27.8 | 23.9
6039 | 9 | 9 | 15 | 86 | 78.8 | 95 | 82.94 | 77 | 30 | 26 | 35 | 28.3 | 25
6040 | 9 | 9 | 16 | 79.88 | 78.8 | 98.96 | 80.06 | 77 | 26.6 | 26 | 37.2 | 26.7 | 25
6041 | 9 | 9 | 17 | 82.94 | 78.8 | 96.08 | 77 | 75.02 | 28.3 | 26 | 35.6 | 25 | 23.9
6042 | 9 | 9 | 18 | 75.92 | 71.6 | 95 | 73.94 | 73.94 | 24.4 | 22 | 35 | 23.3 | 23.3
6043 | 9 | 9 | 19 | 71.96 | 66.2 | 89.96 | 73.04 | 71.06 | 22.2 | 19 | 32.2 | 22.8 | 21.7
6044 | 9 | 9 | 20 | 72.86 | 62.6 | 84.92 | 66.02 | 69.08 | 22.7 | 17 | 29.4 | 18.9 | 20.6
6045 | 9 | 9 | 21 | 69.98 | 59 | 84.02 | 66.92 | 66.92 | 21.1 | 15 | 28.9 | 19.4 | 19.4
6046 | 9 | 9 | 22 | 70.88 | 57.2 | 80.06 | 66.02 | 64.04 | 21.6 | 14 | 26.7 | 18.9 | 17.8
6047 | 9 | 9 | 23 | 65.84 | 55.4 | 80.96 | 60.98 | 62.96 | 18.8 | 13 | 27.2 | 16.1 | 17.2
6048 | 9 | 9 | 24 | 65.84 | 53.6 | 80.96 | 57.92 | 62.06 | 18.8 | 12 | 27.2 | 14.4 | 16.7
6049 | 9 | 10 | 1 | 66.92 | 51.8 | 84.92 | 53.06 | 60.98 | 19.4 | 11 | 29.4 | 11.7 | 16.1
6050 | 9 | 10 | 2 | 65.84 | 51.8 | 82.04 | 55.94 | 60.08 | 18.8 | 11 | 27.8 | 13.3 | 15.6
6051 | 9 | 10 | 3 | 64.94 | 50 | 77 | 51.08 | 59 | 18.3 | 10 | 25 | 10.6 | 15
6052 | 9 | 10 | 4 | 64.94 | 50 | 78.98 | 50 | 59 | 18.3 | 10 | 26.1 | 10 | 15
6053 | 9 | 10 | 5 | 63.86 | 50.72 | 75.92 | 50 | 60.08 | 17.7 | 10.4 | 24.4 | 10 | 15.6
6054 | 9 | 10 | 6 | 64.94 | 51.8 | 73.94 | 48.02 | 59 | 18.3 | 11 | 23.3 | 8.9 | 15
6055 | 9 | 10 | 7 | 68.9 | 57.2 | 78.98 | 53.96 | 60.08 | 20.5 | 14 | 26.1 | 12.2 | 15.6
6056 | 9 | 10 | 8 | 71.96 | 60.8 | 84.02 | 62.06 | 60.98 | 22.2 | 16 | 28.9 | 16.7 | 16.1
6057 | 9 | 10 | 9 | 79.88 | 66.2 | 87.08 | 66.92 | 64.94 | 26.6 | 19 | 30.6 | 19.4 | 18.3
6058 | 9 | 10 | 10 | 80.96 | 73.4 | 91.94 | 73.04 | 69.08 | 27.2 | 23 | 33.3 | 22.8 | 20.6
6059 | 9 | 10 | 11 | 86 | 78.8 | 93.92 | 75.92 | 71.96 | 30 | 26 | 34.4 | 24.4 | 22.2
6060 | 9 | 10 | 12 | 86 | 82.4 | 96.08 | 80.06 | 75.92 | 30 | 28 | 35.6 | 26.7 | 24.4
6061 | 9 | 10 | 13 | 90.86 | 86 | 96.98 | 80.96 | 78.98 | 32.7 | 30 | 36.1 | 27.2 | 26.1
6062 | 9 | 10 | 14 | 90.86 | 87.8 | 98.96 | 82.04 | 80.96 | 32.7 | 31 | 37.2 | 27.8 | 27.2
6063 | 9 | 10 | 15 | 88.88 | 87.8 | 100.04 | 78.08 | 82.04 | 31.6 | 31 | 37.8 | 25.6 | 27.8
6064 | 9 | 10 | 16 | 89.96 | 87.8 | 98.96 | 75.02 | 80.06 | 32.2 | 31 | 37.2 | 23.9 | 26.7
6065 | 9 | 10 | 17 | 86.9 | 84.2 | 96.98 | 73.94 | 80.96 | 30.5 | 29 | 36.1 | 23.3 | 27.2
6066 | 9 | 10 | 18 | 84.92 | 80.6 | 93.02 | 73.94 | 77 | 29.4 | 27 | 33.9 | 23.3 | 25
6067 | 9 | 10 | 19 | 81.86 | 73.4 | 87.98 | 69.08 | 73.04 | 27.7 | 23 | 31.1 | 20.6 | 22.8
6068 | 9 | 10 | 20 | 73.94 | 71.6 | 82.94 | 64.94 | 73.04 | 23.3 | 22 | 28.3 | 18.3 | 22.8
6069 | 9 | 10 | 21 | 72.86 | 69.8 | 78.08 | 62.96 | 71.96 | 22.7 | 21 | 25.6 | 17.2 | 22.2
6070 | 9 | 10 | 22 | 69.98 | 68 | 75.92 | 57.92 | 71.06 | 21.1 | 20 | 24.4 | 14.4 | 21.7
6071 | 9 | 10 | 23 | 68 | 64.04 | 73.04 | 55.04 | 68 | 20 | 17.8 | 22.8 | 12.8 | 20
6072 | 9 | 10 | 24 | 68.9 | 60.8 | 73.94 | 51.08 | 64.94 | 20.5 | 16 | 23.3 | 10.6 | 18.3
6073 | 9 | 11 | 1 | 66.92 | 55.4 | 69.98 | 51.98 | 62.06 | 19.4 | 13 | 21.1 | 11.1 | 16.7
6074 | 9 | 11 | 2 | 62.96 | 55.4 | 68 | 50 | 59 | 17.2 | 13 | 20 | 10 | 15
6075 | 9 | 11 | 3 | 62.96 | 55.4 | 66.02 | 50 | 57.02 | 17.2 | 13 | 18.9 | 10 | 13.9
6076 | 9 | 11 | 4 | 61.88 | 56.12 | 66.02 | 48.02 | 57.02 | 16.6 | 13.4 | 18.9 | 8.9 | 13.9
6077 | 9 | 11 | 5 | 63.86 | 57.2 | 64.94 | 48.02 | 59 | 17.7 | 14 | 18.3 | 8.9 | 15
6078 | 9 | 11 | 6 | 65.84 | 59 | 64.94 | 48.02 | 59 | 18.8 | 15 | 18.3 | 8.9 | 15
6079 | 9 | 11 | 7 | 68 | 60.8 | 73.04 | 51.98 | 62.96 | 20 | 16 | 22.8 | 11.1 | 17.2
6080 | 9 | 11 | 8 | 74.84 | 64.4 | 80.06 | 59 | 66.92 | 23.8 | 18 | 26.7 | 15 | 19.4
6081 | 9 | 11 | 9 | 77 | 71.6 | 86 | 66.02 | 69.98 | 25 | 22 | 30 | 18.9 | 21.1
6082 | 9 | 11 | 10 | 82.94 | 75.2 | 87.98 | 71.96 | 73.94 | 28.3 | 24 | 31.1 | 22.2 | 23.3
6083 | 9 | 11 | 11 | 83.84 | 80.6 | 89.96 | 75.92 | 77 | 28.8 | 27 | 32.2 | 24.4 | 25
6084 | 9 | 11 | 12 | 84.92 | 84.2 | 93.02 | 78.98 | 78.98 | 29.4 | 29 | 33.9 | 26.1 | 26.1
6085 | 9 | 11 | 13 | 83.84 | 86 | 95 | 78.98 | 80.96 | 28.8 | 30 | 35 | 26.1 | 27.2
6086 | 9 | 11 | 14 | 82.94 | 86 | 96.98 | 77 | 82.04 | 28.3 | 30 | 36.1 | 25 | 27.8
6087 | 9 | 11 | 15 | 84.92 | 77 | 96.98 | 71.96 | 82.94 | 29.4 | 25 | 36.1 | 22.2 | 28.3
6088 | 9 | 11 | 16 | 82.94 | 73.4 | 96.08 | 75.02 | 82.94 | 28.3 | 23 | 35.6 | 23.9 | 28.3
6089 | 9 | 11 | 17 | 78.98 | 71.6 | 95 | 69.08 | 78.98 | 26.1 | 22 | 35 | 20.6 | 26.1
6090 | 9 | 11 | 18 | 73.94 | 69.8 | 91.94 | 69.98 | 73.04 | 23.3 | 21 | 33.3 | 21.1 | 22.8
6091 | 9 | 11 | 19 | 70.88 | 66.2 | 91.04 | 69.98 | 75.02 | 21.6 | 19 | 32.8 | 21.1 | 23.9
6092 | 9 | 11 | 20 | 66.92 | 60.8 | 87.08 | 68 | 73.04 | 19.4 | 16 | 30.6 | 20 | 22.8
6093 | 9 | 11 | 21 | 62.96 | 60.8 | 84.02 | 66.92 | 71.06 | 17.2 | 16 | 28.9 | 19.4 | 21.7
6094 | 9 | 11 | 22 | 62.96 | 59 | 80.96 | 64.04 | 69.08 | 17.2 | 15 | 27.2 | 17.8 | 20.6
6095 | 9 | 11 | 23 | 62.96 | 57.74 | 75.92 | 60.08 | 69.98 | 17.2 | 14.3 | 24.4 | 15.6 | 21.1
6096 | 9 | 11 | 24 | 61.88 | 57.2 | 75.02 | 57.92 | 66.92 | 16.6 | 14 | 23.9 | 14.4 | 19.4
6097 | 9 | 12 | 1 | 62.96 | 57.2 | 75.92 | 53.96 | 68 | 17.2 | 14 | 24.4 | 12.2 | 20
6098 | 9 | 12 | 2 | 61.88 | 57.92 | 77 | 48.02 | 69.08 | 16.6 | 14.4 | 25 | 8.9 | 20.6
6099 | 9 | 12 | 3 | 61.88 | 59 | 75.02 | 46.04 | 64.94 | 16.6 | 15 | 23.9 | 7.8 | 18.3
6100 | 9 | 12 | 4 | 63.86 | 55.4 | 73.94 | 48.02 | 64.94 | 17.7 | 13 | 23.3 | 8.9 | 18.3
6101 | 9 | 12 | 5 | 61.88 | 57.2 | 71.96 | 42.08 | 64.04 | 16.6 | 14 | 22.2 | 5.6 | 17.8
6102 | 9 | 12 | 6 | 60.98 | 54.86 | 69.98 | 42.08 | 62.06 | 16.1 | 12.7 | 21.1 | 5.6 | 16.7
6103 | 9 | 12 | 7 | 66.92 | 57.2 | 73.94 | 48.02 | 62.06 | 19.4 | 14 | 23.3 | 8.9 | 16.7
6104 | 9 | 12 | 8 | 72.86 | 60.8 | 80.96 | 55.04 | 68 | 22.7 | 16 | 27.2 | 12.8 | 20
6105 | 9 | 12 | 9 | 75.92 | 66.2 | 84.02 | 62.06 | 71.96 | 24.4 | 19 | 28.9 | 16.7 | 22.2
6106 | 9 | 12 | 10 | 79.88 | 73.4 | 87.98 | 68 | 75.92 | 26.6 | 23 | 31.1 | 20 | 24.4
6107 | 9 | 12 | 11 | 81.86 | 78.8 | 87.98 | 71.06 | 78.98 | 27.7 | 26 | 31.1 | 21.7 | 26.1
6108 | 9 | 12 | 12 | 81.86 | 82.4 | 91.04 | 73.04 | 80.96 | 27.7 | 28 | 32.8 | 22.8 | 27.2
6109 | 9 | 12 | 13 | 84.92 | 84.2 | 91.04 | 73.94 | 84.02 | 29.4 | 29 | 32.8 | 23.3 | 28.9
6110 | 9 | 12 | 14 | 84.92 | 84.56 | 91.04 | 75.02 | 84.92 | 29.4 | 29.2 | 32.8 | 23.9 | 29.4
6111 | 9 | 12 | 15 | 84.92 | 84.2 | 91.04 | 77 | 84.02 | 29.4 | 29 | 32.8 | 25 | 28.9
6112 | 9 | 12 | 16 | 87.98 | 82.4 | 91.94 | 75.92 | 78.08 | 31.1 | 28 | 33.3 | 24.4 | 25.6
6113 | 9 | 12 | 17 | 84.92 | 80.6 | 89.06 | 75.02 | 82.04 | 29.4 | 27 | 31.7 | 23.9 | 27.8
6114 | 9 | 12 | 18 | 81.86 | 73.4 | 86 | 71.06 | 78.98 | 27.7 | 23 | 30 | 21.7 | 26.1
6115 | 9 | 12 | 19 | 77.9 | 68 | 80.96 | 68 | 75.02 | 25.5 | 20 | 27.2 | 20 | 23.9
6116 | 9 | 12 | 20 | 74.84 | 64.4 | 78.08 | 62.96 | 73.94 | 23.8 | 18 | 25.6 | 17.2 | 23.3
6117 | 9 | 12 | 21 | 73.94 | 60.8 | 77 | 55.04 | 71.06 | 23.3 | 16 | 25 | 12.8 | 21.7
6118 | 9 | 12 | 22 | 69.98 | 59 | 73.94 | 55.04 | 66.92 | 21.1 | 15 | 23.3 | 12.8 | 19.4
6119 | 9 | 12 | 23 | 68 | 59 | 69.98 | 51.98 | 64.94 | 20 | 15 | 21.1 | 11.1 | 18.3
6120 | 9 | 12 | 24 | 66.92 | 57.02 | 69.98 | 51.98 | 64.04 | 19.4 | 13.9 | 21.1 | 11.1 | 17.8
6121 | 9 | 13 | 1 | 68 | 55.4 | 69.98 | 44.96 | 64.04 | 20 | 13 | 21.1 | 7.2 | 17.8
6122 | 9 | 13 | 2 | 68 | 53.6 | 66.92 | 46.04 | 62.96 | 20 | 12 | 19.4 | 7.8 | 17.2
6123 | 9 | 13 | 3 | 68.9 | 51.8 | 66.02 | 42.98 | 60.98 | 20.5 | 11 | 18.9 | 6.1 | 16.1
6124 | 9 | 13 | 4 | 68.9 | 50 | 66.02 | 41 | 60.08 | 20.5 | 10 | 18.9 | 5 | 15.6
6125 | 9 | 13 | 5 | 68 | 48.2 | 64.04 | 41 | 57.92 | 20 | 9 | 17.8 | 5 | 14.4
6126 | 9 | 13 | 6 | 64.94 | 51.8 | 64.94 | 39.92 | 57.02 | 18.3 | 11 | 18.3 | 4.4 | 13.9
6127 | 9 | 13 | 7 | 68 | 59 | 69.08 | 46.94 | 62.06 | 20 | 15 | 20.6 | 8.3 | 16.7
6128 | 9 | 13 | 8 | 69.98 | 64.4 | 71.96 | 53.96 | 66.92 | 21.1 | 18 | 22.2 | 12.2 | 19.4
6129 | 9 | 13 | 9 | 70.88 | 69.8 | 75.02 | 60.98 | 71.96 | 21.6 | 21 | 23.9 | 16.1 | 22.2
6130 | 9 | 13 | 10 | 73.94 | 75.2 | 78.98 | 68 | 75.02 | 23.3 | 24 | 26.1 | 20 | 23.9
6131 | 9 | 13 | 11 | 77.9 | 78.8 | 80.06 | 73.94 | 78.08 | 25.5 | 26 | 26.7 | 23.3 | 25.6
6132 | 9 | 13 | 12 | 80.96 | 82.4 | 82.04 | 78.08 | 80.06 | 27.2 | 28 | 27.8 | 25.6 | 26.7
6133 | 9 | 13 | 13 | 80.96 | 84.2 | 82.04 | 78.98 | 78.08 | 27.2 | 29 | 27.8 | 26.1 | 25.6
6134 | 9 | 13 | 14 | 82.94 | 86 | 84.92 | 82.04 | 80.96 | 28.3 | 30 | 29.4 | 27.8 | 27.2
6135 | 9 | 13 | 15 | 82.94 | 86 | 82.04 | 82.04 | 82.94 | 28.3 | 30 | 27.8 | 27.8 | 28.3
6136 | 9 | 13 | 16 | 82.94 | 84.2 | 80.06 | 82.04 | 82.94 | 28.3 | 29 | 26.7 | 27.8 | 28.3
6137 | 9 | 13 | 17 | 79.88 | 80.6 | 78.08 | 80.06 | 84.92 | 26.6 | 27 | 25.6 | 26.7 | 29.4
6138 | 9 | 13 | 18 | 69.98 | 73.4 | 77 | 75.92 | 80.96 | 21.1 | 23 | 25 | 24.4 | 27.2
6139 | 9 | 13 | 19 | 68 | 71.6 | 75.92 | 71.06 | 78.08 | 20 | 22 | 24.4 | 21.7 | 25.6
6140 | 9 | 13 | 20 | 63.86 | 62.6 | 73.04 | 66.02 | 75.02 | 17.7 | 17 | 22.8 | 18.9 | 23.9
6141 | 9 | 13 | 21 | 59.9 | 62.6 | 71.96 | 62.96 | 71.06 | 15.5 | 17 | 22.2 | 17.2 | 21.7
6142 | 9 | 13 | 22 | 57.92 | 62.6 | 71.96 | 60.98 | 69.98 | 14.4 | 17 | 22.2 | 16.1 | 21.1
6143 | 9 | 13 | 23 | 55.94 | 62.6 | 69.98 | 53.96 | 69.08 | 13.3 | 17 | 21.1 | 12.2 | 20.6
6144 | 9 | 13 | 24 | 59 | 60.8 | 69.08 | 51.98 | 64.94 | 15 | 16 | 20.6 | 11.1 | 18.3
6145 | 9 | 14 | 1 | 55.94 | 59.36 | 66.92 | 51.08 | 68 | 13.3 | 15.2 | 19.4 | 10.6 | 20
6146 | 9 | 14 | 2 | 59 | 57.56 | 64.94 | 48.02 | 64.04 | 15 | 14.2 | 18.3 | 8.9 | 17.8
6147 | 9 | 14 | 3 | 59 | 56.12 | 64.94 | 46.94 | 62.06 | 15 | 13.4 | 18.3 | 8.3 | 16.7
6148 | 9 | 14 | 4 | 60.98 | 54.5 | 60.98 | 46.94 | 60.98 | 16.1 | 12.5 | 16.1 | 8.3 | 16.1
6149 | 9 | 14 | 5 | 61.88 | 53.06 | 62.06 | 42.98 | 59 | 16.6 | 11.7 | 16.7 | 6.1 | 15
6150 | 9 | 14 | 6 | 62.96 | 53.78 | 64.04 | 42.98 | 57.92 | 17.2 | 12.1 | 17.8 | 6.1 | 14.4
6151 | 9 | 14 | 7 | 64.94 | 60.8 | 68 | 51.08 | 60.98 | 18.3 | 16 | 20 | 10.6 | 16.1
6152 | 9 | 14 | 8 | 71.96 | 66.2 | 69.08 | 57.92 | 64.94 | 22.2 | 19 | 20.6 | 14.4 | 18.3
6153 | 9 | 14 | 9 | 72.86 | 68 | 71.06 | 64.94 | 69.98 | 22.7 | 20 | 21.7 | 18.3 | 21.1
6154 | 9 | 14 | 10 | 75.92 | 73.4 | 75.92 | 71.06 | 73.94 | 24.4 | 23 | 24.4 | 21.7 | 23.3
6155 | 9 | 14 | 11 | 77.9 | 78.8 | 78.98 | 78.08 | 78.08 | 25.5 | 26 | 26.1 | 25.6 | 25.6
6156 | 9 | 14 | 12 | 78.98 | 82.4 | 84.02 | 82.94 | 80.96 | 26.1 | 28 | 28.9 | 28.3 | 27.2
6157 | 9 | 14 | 13 | 77 | 84.2 | 84.92 | 84.02 | 82.94 | 25 | 29 | 29.4 | 28.9 | 28.3
6158 | 9 | 14 | 14 | 73.94 | 84.2 | 87.08 | 84.02 | 86 | 23.3 | 29 | 30.6 | 28.9 | 30
6159 | 9 | 14 | 15 | 71.96 | 84.2 | 87.98 | 86 | 84.92 | 22.2 | 29 | 31.1 | 30 | 29.4
6160 | 9 | 14 | 16 | 63.86 | 84.2 | 87.98 | 84.02 | 86 | 17.7 | 29 | 31.1 | 28.9 | 30
6161 | 9 | 14 | 17 | 63.86 | 84.2 | 87.08 | 84.02 | 78.08 | 17.7 | 29 | 30.6 | 28.9 | 25.6
6162 | 9 | 14 | 18 | 60.98 | 78.8 | 82.94 | 80.06 | 75.92 | 16.1 | 26 | 28.3 | 26.7 | 24.4
6163 | 9 | 14 | 19 | 56.84 | 71.6 | 80.96 | 77 | 66.02 | 13.8 | 22 | 27.2 | 25 | 18.9
6164 | 9 | 14 | 20 | 63.86 | 64.4 | 78.98 | 73.94 | 69.08 | 17.7 | 18 | 26.1 | 23.3 | 20.6
6165 | 9 | 14 | 21 | 59 | 60.8 | 73.94 | 68 | 69.08 | 15 | 16 | 23.3 | 20 | 20.6
6166 | 9 | 14 | 22 | 56.84 | 60.8 | 75.92 | 64.94 | 69.98 | 13.8 | 16 | 24.4 | 18.3 | 21.1
6167 | 9 | 14 | 23 | 54.86 | 58.64 | 71.96 | 59 | 68 | 12.7 | 14.8 | 22.2 | 15 | 20
6168 | 9 | 14 | 24 | 55.94 | 57.2 | 69.08 | 57.02 | 69.08 | 13.3 | 14 | 20.6 | 13.9 | 20.6
6169 | 9 | 15 | 1 | 54.86 | 56.12 | 69.08 | 53.96 | 66.92 | 12.7 | 13.4 | 20.6 | 12.2 | 19.4
6170 | 9 | 15 | 2 | 52.88 | 54.68 | 68 | 51.08 | 68 | 11.6 | 12.6 | 20 | 10.6 | 20
6171 | 9 | 15 | 3 | 50.9 | 53.78 | 69.08 | 51.98 | 68 | 10.5 | 12.1 | 20.6 | 11.1 | 20
6172 | 9 | 15 | 4 | 48.92 | 52.7 | 66.02 | 48.92 | 66.92 | 9.4 | 11.5 | 18.9 | 9.4 | 19.4
6173 | 9 | 15 | 5 | 47.84 | 51.8 | 64.94 | 48.02 | 66.02 | 8.8 | 11 | 18.3 | 8.9 | 18.9
6174 | 9 | 15 | 6 | 50 | 50 | 66.02 | 48.02 | 66.02 | 10 | 10 | 18.9 | 8.9 | 18.9
6175 | 9 | 15 | 7 | 51.98 | 57.2 | 69.08 | 53.06 | 66.92 | 11.1 | 14 | 20.6 | 11.7 | 19.4
6176 | 9 | 15 | 8 | 59 | 64.4 | 73.94 | 60.98 | 69.98 | 15 | 18 | 23.3 | 16.1 | 21.1
6177 | 9 | 15 | 9 | 62.96 | 69.8 | 78.08 | 68 | 73.94 | 17.2 | 21 | 25.6 | 20 | 23.3
6178 | 9 | 15 | 10 | 65.84 | 75.2 | 80.96 | 73.04 | 75.02 | 18.8 | 24 | 27.2 | 22.8 | 23.9
6179 | 9 | 15 | 11 | 68.9 | 80.6 | 84.02 | 80.06 | 78.08 | 20.5 | 27 | 28.9 | 26.7 | 25.6
6180 | 9 | 15 | 12 | 68.9 | 84.2 | 89.06 | 84.02 | 78.98 | 20.5 | 29 | 31.7 | 28.9 | 26.1
6181 | 9 | 15 | 13 | 70.88 | 87.8 | 91.94 | 86 | 77 | 21.6 | 31 | 33.3 | 30 | 25
6182 | 9 | 15 | 14 | 70.88 | 87.8 | 96.08 | 87.08 | 78.98 | 21.6 | 31 | 35.6 | 30.6 | 26.1
6183 | 9 | 15 | 15 | 69.98 | 87.8 | 96.08 | 87.08 | 80.06 | 21.1 | 31 | 35.6 | 30.6 | 26.7
6184 | 9 | 15 | 16 | 71.96 | 86 | 95 | 86 | 82.94 | 22.2 | 30 | 35 | 30 | 28.3
6185 | 9 | 15 | 17 | 69.98 | 86 | 93.02 | 84.02 | 80.06 | 21.1 | 30 | 33.9 | 28.9 | 26.7
6186 | 9 | 15 | 18 | 65.84 | 78.8 | 89.06 | 80.06 | 69.98 | 18.8 | 26 | 31.7 | 26.7 | 21.1
6187 | 9 | 15 | 19 | 60.98 | 73.4 | 84.92 | 75.92 | 66.92 | 16.1 | 23 | 29.4 | 24.4 | 19.4
6188 | 9 | 15 | 20 | 54.86 | 73.4 | 82.04 | 73.94 | 64.04 | 12.7 | 23 | 27.8 | 23.3 | 17.8
6189 | 9 | 15 | 21 | 53.96 | 69.8 | 80.96 | 69.98 | 62.06 | 12.2 | 21 | 27.2 | 21.1 | 16.7
6190 | 9 | 15 | 22 | 54.86 | 69.8 | 78.98 | 66.02 | 60.08 | 12.7 | 21 | 26.1 | 18.9 | 15.6
6191 | 9 | 15 | 23 | 50.9 | 69.8 | 78.98 | 62.96 | 62.06 | 10.5 | 21 | 26.1 | 17.2 | 16.7
6192 | 9 | 15 | 24 | 50 | 66.2 | 78.98 | 57.92 | 60.08 | 10 | 19 | 26.1 | 14.4 | 15.6
6193 | 9 | 16 | 1 | 46.94 | 66.2 | 78.98 | 55.94 | 57.92 | 8.3 | 19 | 26.1 | 13.3 | 14.4
6194 | 9 | 16 | 2 | 44.96 | 64.4 | 75.02 | 55.04 | 57.02 | 7.2 | 18 | 23.9 | 12.8 | 13.9
6195 | 9 | 16 | 3 | 44.96 | 62.6 | 75.02 | 55.94 | 57.02 | 7.2 | 17 | 23.9 | 13.3 | 13.9
6196 | 9 | 16 | 4 | 44.96 | 59 | 75.02 | 51.98 | 57.02 | 7.2 | 15 | 23.9 | 11.1 | 13.9
6197 | 9 | 16 | 5 | 44.96 | 60.8 | 73.94 | 53.06 | 55.04 | 7.2 | 16 | 23.3 | 11.7 | 12.8
6198 | 9 | 16 | 6 | 45.86 | 59 | 73.94 | 51.08 | 55.94 | 7.7 | 15 | 23.3 | 10.6 | 13.3
6199 | 9 | 16 | 7 | 51.98 | 60.8 | 71.96 | 53.06 | 59 | 11.1 | 16 | 22.2 | 11.7 | 15
6200 | 9 | 16 | 8 | 59.9 | 64.4 | 78.08 | 62.06 | 64.04 | 15.5 | 18 | 25.6 | 16.7 | 17.8
6201 | 9 | 16 | 9 | 64.94 | 64.4 | 82.94 | 68 | 64.94 | 18.3 | 18 | 28.3 | 20 | 18.3
6202 | 9 | 16 | 10 | 68.9 | 66.2 | 84.92 | 75.02 | 69.98 | 20.5 | 19 | 29.4 | 23.9 | 21.1
6203 | 9 | 16 | 11 | 70.88 | 66.2 | 87.08 | 75.02 | 75.92 | 21.6 | 19 | 30.6 | 23.9 | 24.4
6204 | 9 | 16 | 12 | 71.96 | 68 | 89.06 | 78.08 | 78.08 | 22.2 | 20 | 31.7 | 25.6 | 25.6
6205 | 9 | 16 | 13 | 72.86 | 69.8 | 93.02 | 78.98 | 77 | 22.7 | 21 | 33.9 | 26.1 | 25
6206 | 9 | 16 | 14 | 75.92 | 69.8 | 93.02 | 78.08 | 80.06 | 24.4 | 21 | 33.9 | 25.6 | 26.7
6207 | 9 | 16 | 15 | 73.94 | 73.4 | 93.02 | 73.04 | 80.96 | 23.3 | 23 | 33.9 | 22.8 | 27.2
6208 | 9 | 16 | 16 | 73.94 | 71.6 | 93.02 | 62.06 | 77 | 23.3 | 22 | 33.9 | 16.7 | 25
6209 | 9 | 16 | 17 | 72.86 | 68 | 91.94 | 60.08 | 73.94 | 22.7 | 20 | 33.3 | 15.6 | 23.3
6210 | 9 | 16 | 18 | 68.9 | 64.4 | 87.98 | 57.92 | 69.98 | 20.5 | 18 | 31.1 | 14.4 | 21.1
6211 | 9 | 16 | 19 | 62.96 | 62.6 | 84.02 | 57.92 | 68 | 17.2 | 17 | 28.9 | 14.4 | 20
6212 | 9 | 16 | 20 | 61.88 | 55.4 | 80.06 | 57.02 | 66.02 | 16.6 | 13 | 26.7 | 13.9 | 18.9
6213 | 9 | 16 | 21 | 61.88 | 53.6 | 75.02 | 57.02 | 64.94 | 16.6 | 12 | 23.9 | 13.9 | 18.3
6214 | 9 | 16 | 22 | 61.88 | 53.6 | 75.02 | 55.94 | 62.06 | 16.6 | 12 | 23.9 | 13.3 | 16.7
6215 | 9 | 16 | 23 | 59.9 | 51.8 | 73.04 | 55.04 | 60.98 | 15.5 | 11 | 22.8 | 12.8 | 16.1
6216 | 9 | 16 | 24 | 57.92 | 49.82 | 71.06 | 55.04 | 60.98 | 14.4 | 9.9 | 21.7 | 12.8 | 16.1
6217 | 9 | 17 | 1 | 57.92 | 48.02 | 69.08 | 55.04 | 60.08 | 14.4 | 8.9 | 20.6 | 12.8 | 15.6
6218 | 9 | 17 | 2 | 54.86 | 46.04 | 66.02 | 53.06 | 59 | 12.7 | 7.8 | 18.9 | 11.7 | 15
6219 | 9 | 17 | 3 | 54.86 | 44.6 | 66.92 | 53.06 | 55.94 | 12.7 | 7 | 19.4 | 11.7 | 13.3
6220 | 9 | 17 | 4 | 51.98 | 42.8 | 64.94 | 51.08 | 55.94 | 11.1 | 6 | 18.3 | 10.6 | 13.3
6221 | 9 | 17 | 5 | 50 | 42.8 | 64.94 | 51.98 | 55.94 | 10 | 6 | 18.3 | 11.1 | 13.3
6222 | 9 | 17 | 6 | 47.84 | 42.8 | 66.02 | 51.08 | 55.04 | 8.8 | 6 | 18.9 | 10.6 | 12.8
6223 | 9 | 17 | 7 | 53.96 | 48.2 | 71.06 | 51.08 | 57.02 | 12.2 | 9 | 21.7 | 10.6 | 13.9
6224 | 9 | 17 | 8 | 59.9 | 55.4 | 75.92 | 57.02 | 62.06 | 15.5 | 13 | 24.4 | 13.9 | 16.7
6225 | 9 | 17 | 9 | 62.96 | 62.6 | 80.96 | 59 | 64.04 | 17.2 | 17 | 27.2 | 15 | 17.8
6226 | 9 | 17 | 10 | 69.98 | 66.2 | 84.02 | 57.92 | 66.92 | 21.1 | 19 | 28.9 | 14.4 | 19.4
6227 | 9 | 17 | 11 | 77 | 75.2 | 87.08 | 62.96 | 69.98 | 25 | 24 | 30.6 | 17.2 | 21.1
6228 | 9 | 17 | 12 | 75.92 | 80.6 | 89.06 | 55.94 | 71.06 | 24.4 | 27 | 31.7 | 13.3 | 21.7
6229 | 9 | 17 | 13 | 78.98 | 82.4 | 91.04 | 60.98 | 75.02 | 26.1 | 28 | 32.8 | 16.1 | 23.9
6230 | 9 | 17 | 14 | 79.88 | 84.2 | 91.94 | 59 | 75.02 | 26.6 | 29 | 33.3 | 15 | 23.9
6231 | 9 | 17 | 15 | 79.88 | 84.2 | 91.94 | 57.02 | 75.02 | 26.6 | 29 | 33.3 | 13.9 | 23.9
6232 | 9 | 17 | 16 | 79.88 | 82.4 | 91.94 | 57.92 | 77 | 26.6 | 28 | 33.3 | 14.4 | 25
6233 | 9 | 17 | 17 | 78.98 | 78.8 | 89.96 | 55.94 | 75.92 | 26.1 | 26 | 32.2 | 13.3 | 24.4
6234 | 9 | 17 | 18 | 70.88 | 73.4 | 87.08 | 53.96 | 71.96 | 21.6 | 23 | 30.6 | 12.2 | 22.2
6235 | 9 | 17 | 19 | 65.84 | 73.4 | 82.94 | 53.96 | 69.98 | 18.8 | 23 | 28.3 | 12.2 | 21.1
6236 | 9 | 17 | 20 | 62.96 | 68 | 77 | 51.08 | 62.96 | 17.2 | 20 | 25 | 10.6 | 17.2
6237 | 9 | 17 | 21 | 60.98 | 64.4 | 75.92 | 51.08 | 62.96 | 16.1 | 18 | 24.4 | 10.6 | 17.2
6238 | 9 | 17 | 22 | 57.92 | 60.8 | 75.02 | 50 | 62.06 | 14.4 | 16 | 23.9 | 10 | 16.7
6239 | 9 | 17 | 23 | 59 | 61.34 | 73.04 | 48.92 | 62.96 | 15 | 16.3 | 22.8 | 9.4 | 17.2
6240 | 9 | 17 | 24 | 56.84 | 62.6 | 71.96 | 48.92 | 60.08 | 13.8 | 17 | 22.2 | 9.4 | 15.6
6241 | 9 | 18 | 1 | 53.96 | 53.6 | 73.04 | 48.02 | 60.08 | 12.2 | 12 | 22.8 | 8.9 | 15.6
6242 | 9 | 18 | 2 | 53.96 | 51.8 | 66.92 | 46.94 | 59 | 12.2 | 11 | 19.4 | 8.3 | 15
6243 | 9 | 18 | 3 | 53.96 | 51.8 | 66.92 | 48.92 | 59 | 12.2 | 11 | 19.4 | 9.4 | 15
6244 | 9 | 18 | 4 | 54.86 | 48.74 | 64.04 | 48.02 | 57.92 | 12.7 | 9.3 | 17.8 | 8.9 | 14.4
6245 | 9 | 18 | 5 | 53.96 | 45.86 | 64.04 | 46.94 | 57.02 | 12.2 | 7.7 | 17.8 | 8.3 | 13.9
6246 | 9 | 18 | 6 | 54.86 | 46.4 | 64.04 | 46.94 | 55.04 | 12.7 | 8 | 17.8 | 8.3 | 12.8
6247 | 9 | 18 | 7 | 59.9 | 51.44 | 69.08 | 46.94 | 55.94 | 15.5 | 10.8 | 20.6 | 8.3 | 13.3
6248 | 9 | 18 | 8 | 66.92 | 57.74 | 78.08 | 44.96 | 60.08 | 19.4 | 14.3 | 25.6 | 7.2 | 15.6
6249 | 9 | 18 | 9 | 72.86 | 64.04 | 80.96 | 46.04 | 64.04 | 22.7 | 17.8 | 27.2 | 7.8 | 17.8
6250 | 9 | 18 | 10 | 77 | 70.34 | 84.02 | 46.94 | 66.92 | 25 | 21.3 | 28.9 | 8.3 | 19.4
6251 | 9 | 18 | 11 | 78.98 | 73.22 | 87.08 | 48.92 | 69.98 | 26.1 | 22.9 | 30.6 | 9.4 | 21.1
6252 | 9 | 18 | 12 | 79.88 | 77.72 | 89.96 | 48.92 | 71.06 | 26.6 | 25.4 | 32.2 | 9.4 | 21.7
6253 | 9 | 18 | 13 | 80.96 | 85.82 | 91.94 | 48.02 | 73.94 | 27.2 | 29.9 | 33.3 | 8.9 | 23.3
6254 | 9 | 18 | 14 | 81.86 | 85.64 | 93.92 | 50 | 77 | 27.7 | 29.8 | 34.4 | 10 | 25
6255 | 9 | 18 | 15 | 82.94 | 84.74 | 95 | 50 | 77 | 28.3 | 29.3 | 35 | 10 | 25
6256 | 9 | 18 | 16 | 81.86 | 82.58 | 93.02 | 51.08 | 78.08 | 27.7 | 28.1 | 33.9 | 10.6 | 25.6
6257 | 9 | 18 | 17 | 78.98 | 78.62 | 91.94 | 50 | 77 | 26.1 | 25.9 | 33.3 | 10 | 25
6258 | 9 | 18 | 18 | 74.84 | 72.5 | 87.08 | 50 | 73.94 | 23.8 | 22.5 | 30.6 | 10 | 23.3
6259 | 9 | 18 | 19 | 70.88 | 66.2 | 84.92 | 46.94 | 69.08 | 21.6 | 19 | 29.4 | 8.3 | 20.6
6260 | 9 | 18 | 20 | 69.98 | 63.5 | 80.96 | 48.02 | 66.92 | 21.1 | 17.5 | 27.2 | 8.9 | 19.4
6261 | 9 | 18 | 21 | 65.84 | 61.52 | 78.98 | 46.94 | 62.96 | 18.8 | 16.4 | 26.1 | 8.3 | 17.2
6262 | 9 | 18 | 22 | 60.98 | 60.08 | 77 | 46.94 | 62.96 | 16.1 | 15.6 | 25 | 8.3 | 17.2
6263 | 9 | 18 | 23 | 60.98 | 58.64 | 73.94 | 46.94 | 62.96 | 16.1 | 14.8 | 23.3 | 8.3 | 17.2
6264 | 9 | 18 | 24 | 57.92 | 57.74 | 75.02 | 46.94 | 60.98 | 14.4 | 14.3 | 23.9 | 8.3 | 16.1
6265 | 9 | 19 | 1 | 57.92 | 57.2 | 71.96 | 48.02 | 60.08 | 14.4 | 14 | 22.2 | 8.9 | 15.6
6266 | 9 | 19 | 2 | 56.84 | 56.12 | 68 | 46.94 | 57.92 | 13.8 | 13.4 | 20 | 8.3 | 14.4
6267 | 9 | 19 | 3 | 54.86 | 55.4 | 69.08 | 46.04 | 57.02 | 12.7 | 13 | 20.6 | 7.8 | 13.9
6268 | 9 | 19 | 4 | 56.84 | 53.6 | 66.92 | 44.96 | 57.02 | 13.8 | 12 | 19.4 | 7.2 | 13.9
6269 | 9 | 19 | 5 | 56.84 | 51.8 | 66.02 | 44.06 | 53.96 | 13.8 | 11 | 18.9 | 6.7 | 12.2
6270 | 9 | 19 | 6 | 57.92 | 50.36 | 66.92 | 44.06 | 53.06 | 14.4 | 10.2 | 19.4 | 6.7 | 11.7
6271 | 9 | 19 | 7 | 59 | 53.6 | 71.06 | 46.04 | 57.92 | 15 | 12 | 21.7 | 7.8 | 14.4
6272 | 9 | 19 | 8 | 62.96 | 51.62 | 78.98 | 48.92 | 62.06 | 17.2 | 10.9 | 26.1 | 9.4 | 16.7
6273 | 9 | 19 | 9 | 62.96 | 49.64 | 84.02 | 55.04 | 64.94 | 17.2 | 9.8 | 28.9 | 12.8 | 18.3
6274 | 9 | 19 | 10 | 64.94 | 52.88 | 87.08 | 59 | 69.08 | 18.3 | 11.6 | 30.6 | 15 | 20.6
6275 | 9 | 19 | 11 | 73.04 | 54.5 | 89.96 | 62.06 | 71.96 | 22.8 | 12.5 | 32.2 | 16.7 | 22.2
6276 | 9 | 19 | 12 | 73.94 | 54.32 | 93.02 | 64.94 | 73.94 | 23.3 | 12.4 | 33.9 | 18.3 | 23.3
6277 | 9 | 19 | 13 | 72.86 | 52.34 | 95 | 66.02 | 77 | 22.7 | 11.3 | 35 | 18.9 | 25
6278 | 9 | 19 | 14 | 72.86 | 53.78 | 96.08 | 66.92 | 78.98 | 22.7 | 12.1 | 35.6 | 19.4 | 26.1
6279 | 9 | 19 | 15 | 70.88 | 51.8 | 96.98 | 68 | 82.04 | 21.6 | 11 | 36.1 | 20 | 27.8
6280 | 9 | 19 | 16 | 69.98 | 53.06 | 96.08 | 66.92 | 84.02 | 21.1 | 11.7 | 35.6 | 19.4 | 28.9
6281 | 9 | 19 | 17 | 69.98 | 52.16 | 95 | 66.92 | 84.02 | 21.1 | 11.2 | 35 | 19.4 | 28.9
6282 | 9 | 19 | 18 | 66.92 | 49.28 | 89.06 | 62.96 | 78.98 | 19.4 | 9.6 | 31.7 | 17.2 | 26.1
6283 | 9 | 19 | 19 | 61.88 | 46.4 | 84.92 | 60.08 | 73.94 | 16.6 | 8 | 29.4 | 15.6 | 23.3
6284 | 9 | 19 | 20 | 61.88 | 44.6 | 82.94 | 57.92 | 71.06 | 16.6 | 7 | 28.3 | 14.4 | 21.7
6285 | 9 | 19 | 21 | 59 | 43.52 | 80.96 | 55.94 | 66.02 | 15 | 6.4 | 27.2 | 13.3 | 18.9
6286 | 9 | 19 | 22 | 59 | 43.16 | 78.08 | 53.06 | 66.02 | 15 | 6.2 | 25.6 | 11.7 | 18.9
6287 | 9 | 19 | 23 | 56.84 | 42.44 | 77 | 48.92 | 62.96 | 13.8 | 5.8 | 25 | 9.4 | 17.2
6288 | 9 | 19 | 24 | 55.94 | 42.44 | 75.02 | 48.02 | 60.98 | 13.3 | 5.8 | 23.9 | 8.9 | 16.1
6289 | 9 | 20 | 1 | 52.88 | 42.8 | 71.06 | 44.96 | 60.98 | 11.6 | 6 | 21.7 | 7.2 | 16.1
6290 | 9 | 20 | 2 | 53.96 | 42.98 | 71.06 | 44.96 | 57.92 | 12.2 | 6.1 | 21.7 | 7.2 | 14.4
6291 | 9 | 20 | 3 | 52.88 | 43.52 | 69.08 | 42.98 | 55.94 | 11.6 | 6.4 | 20.6 | 6.1 | 13.3
6292 | 9 | 20 | 4 | 52.88 | 43.88 | 66.92 | 42.08 | 55.94 | 11.6 | 6.6 | 19.4 | 5.6 | 13.3
6293 | 9 | 20 | 5 | 52.88 | 44.6 | 69.08 | 42.08 | 51.98 | 11.6 | 7 | 20.6 | 5.6 | 11.1
6294 | 9 | 20 | 6 | 51.98 | 39.74 | 64.94 | 42.08 | 51.08 | 11.1 | 4.3 | 18.3 | 5.6 | 10.6
6295 | 9 | 20 | 7 | 53.96 | 42.08 | 73.94 | 46.04 | 59 | 12.2 | 5.6 | 23.3 | 7.8 | 15
6296 | 9 | 20 | 8 | 57.92 | 46.22 | 80.06 | 51.08 | 66.02 | 14.4 | 7.9 | 26.7 | 10.6 | 18.9
6297 | 9 | 20 | 9 | 60.98 | 48.38 | 86 | 57.92 | 68 | 16.1 | 9.1 | 30 | 14.4 | 20
6298 | 9 | 20 | 10 | 63.86 | 54.32 | 89.96 | 64.04 | 73.94 | 17.7 | 12.4 | 32.2 | 17.8 | 23.3
6299 | 9 | 20 | 11 | 68 | 54.86 | 93.92 | 68 | 75.92 | 20 | 12.7 | 34.4 | 20 | 24.4
6300 | 9 | 20 | 12 | 69.98 | 51.8 | 95 | 71.06 | 78.98 | 21.1 | 11 | 35 | 21.7 | 26.1
6301 | 9 | 20 | 13 | 71.96 | 60.26 | 96.98 | 71.06 | 84.92 | 22.2 | 15.7 | 36.1 | 21.7 | 29.4
6302 | 9 | 20 | 14 | 73.94 | 61.52 | 96.98 | 73.94 | 87.08 | 23.3 | 16.4 | 36.1 | 23.3 | 30.6
6303 | 9 | 20 | 15 | 71.96 | 66.38 | 98.06 | 73.04 | 87.08 | 22.2 | 19.1 | 36.7 | 22.8 | 30.6
6304 | 9 | 20 | 16 | 70.88 | 65.84 | 98.96 | 75.02 | 86 | 21.6 | 18.8 | 37.2 | 23.9 | 30
6305 | 9 | 20 | 17 | 69.98 | 62.6 | 96.08 | 73.94 | 87.08 | 21.1 | 17 | 35.6 | 23.3 | 30.6
6306 | 9 | 20 | 18 | 65.84 | 57.56 | 91.94 | 66.92 | 82.04 | 18.8 | 14.2 | 33.3 | 19.4 | 27.8
6307 | 9 | 20 | 19 | 61.88 | 44.42 | 86 | 62.06 | 75.92 | 16.6 | 6.9 | 30 | 16.7 | 24.4
6308 | 9 | 20 | 20 | 57.92 | 42.08 | 82.04 | 60.98 | 69.08 | 14.4 | 5.6 | 27.8 | 16.1 | 20.6
6309 | 9 | 20 | 21 | 59.9 | 41 | 80.96 | 55.94 | 68 | 15.5 | 5 | 27.2 | 13.3 | 20
6310 | 9 | 20 | 22 | 57.92 | 40.28 | 78.08 | 55.04 | 64.94 | 14.4 | 4.6 | 25.6 | 12.8 | 18.3
6311 | 9 | 20 | 23 | 56.84 | 39.56 | 75.92 | 51.98 | 66.02 | 13.8 | 4.2 | 24.4 | 11.1 | 18.9
6312 | 9 | 20 | 24 | 57.92 | 39.38 | 73.94 | 51.98 | 62.06 | 14.4 | 4.1 | 23.3 | 11.1 | 16.7
6313 | 9 | 21 | 1 | 55.94 | 39.56 | 75.02 | 48.02 | 60.08 | 13.3 | 4.2 | 23.9 | 8.9 | 15.6
6314 | 9 | 21 | 2 | 55.94 | 40.82 | 71.96 | 46.04 | 59 | 13.3 | 4.9 | 22.2 | 7.8 | 15
6315 | 9 | 21 | 3 | 53.96 | 42.08 | 71.06 | 44.96 | 57.92 | 12.2 | 5.6 | 21.7 | 7.2 | 14.4
6316 | 9 | 21 | 4 | 53.96 | 45.14 | 69.08 | 42.08 | 57.92 | 12.2 | 7.3 | 20.6 | 5.6 | 14.4
6317 | 9 | 21 | 5 | 54.86 | 46.4 | 64.04 | 42.08 | 55.94 | 12.7 | 8 | 17.8 | 5.6 | 13.3
6318 | 9 | 21 | 6 | 52.88 | 45.32 | 69.08 | 41 | 55.04 | 11.6 | 7.4 | 20.6 | 5 | 12.8
6319 | 9 | 21 | 7 | 55.94 | 49.82 | 75.92 | 46.04 | 62.06 | 13.3 | 9.9 | 24.4 | 7.8 | 16.7
6320 | 9 | 21 | 8 | 56.84 | 52.34 | 80.96 | 53.06 | 64.94 | 13.8 | 11.3 | 27.2 | 11.7 | 18.3
6321 | 9 | 21 | 9 | 59.9 | 53.06 | 87.08 | 57.92 | 69.98 | 15.5 | 11.7 | 30.6 | 14.4 | 21.1
6322 | 9 | 21 | 10 | 60.98 | 55.58 | 91.04 | 66.02 | 73.94 | 16.1 | 13.1 | 32.8 | 18.9 | 23.3
6323 | 9 | 21 | 11 | 62.96 | 56.48 | 93.02 | 71.96 | 78.98 | 17.2 | 13.6 | 33.9 | 22.2 | 26.1
6324 | 9 | 21 | 12 | 51.98 | 55.4 | 95 | 73.94 | 84.02 | 11.1 | 13 | 35 | 23.3 | 28.9
6325 | 9 | 21 | 13 | 48.92 | 57.74 | 96.98 | 77 | 86 | 9.4 | 14.3 | 36.1 | 25 | 30
6326 | 9 | 21 | 14 | 42.98 | 61.88 | 98.06 | 77 | 87.08 | 6.1 | 16.6 | 36.7 | 25 | 30.6
6327 | 9 | 21 | 15 | 35.96 | 64.04 | 98.06 | 78.08 | 86 | 2.2 | 17.8 | 36.7 | 25.6 | 30
6328 | 9 | 21 | 16 | 32.9 | 64.58 | 96.98 | 78.08 | 86 | 0.5 | 18.1 | 36.1 | 25.6 | 30
6329 | 9 | 21 | 17 | 32.9 | 65.12 | 96.98 | 75.92 | 86 | 0.5 | 18.4 | 36.1 | 24.4 | 30
6330 | 9 | 21 | 18 | 32.9 | 56.66 | 91.04 | 71.06 | 80.96 | 0.5 | 13.7 | 32.8 | 21.7 | 27.2
6331 | 9 | 21 | 19 | 32 | 51.8 | 87.08 | 68 | 73.94 | 0 | 11 | 30.6 | 20 | 23.3
6332 | 9 | 21 | 20 | 32 | 51.62 | 82.04 | 62.06 | 69.08 | 0 | 10.9 | 27.8 | 16.7 | 20.6
6333 | 9 | 21 | 21 | 33.98 | 51.08 | 80.96 | 60.08 | 66.92 | 1.1 | 10.6 | 27.2 | 15.6 | 19.4
6334 | 9 | 21 | 22 | 30.92 | 49.1 | 73.94 | 57.02 | 66.02 | -0.6 | 9.5 | 23.3 | 13.9 | 18.9
6335 | 9 | 21 | 23 | 30.92 | 48.92 | 75.92 | 51.98 | 64.94 | -0.6 | 9.4 | 24.4 | 11.1 | 18.3
6336 | 9 | 21 | 24 | 30.92 | 45.68 | 77 | 48.92 | 62.96 | -0.6 | 7.6 | 25 | 9.4 | 17.2
6337 | 9 | 22 | 1 | 29.84 | 45.32 | 73.94 | 48.92 | 66.02 | -1.2 | 7.4 | 23.3 | 9.4 | 18.9
6338 | 9 | 22 | 2 | 29.84 | 44.06 | 75.92 | 46.04 | 62.06 | -1.2 | 6.7 | 24.4 | 7.8 | 16.7
6339 | 9 | 22 | 3 | 30.02 | 42.26 | 71.06 | 46.94 | 60.98 | -1.1 | 5.7 | 21.7 | 8.3 | 16.1
6340 | 9 | 22 | 4 | 32 | 40.28 | 66.92 | 44.96 | 60.98 | 0 | 4.6 | 19.4 | 7.2 | 16.1
6341 | 9 | 22 | 5 | 28.94 | 38.84 | 69.08 | 42.98 | 59 | -1.7 | 3.8 | 20.6 | 6.1 | 15
6342 | 9 | 22 | 6 | 28.94 | 36.68 | 66.92 | 42.98 | 60.98 | -1.7 | 2.6 | 19.4 | 6.1 | 16.1
6343 | 9 | 22 | 7 | 32 | 39.38 | 71.06 | 46.94 | 62.96 | 0 | 4.1 | 21.7 | 8.3 | 17.2
6344 | 9 | 22 | 8 | 35.96 | 43.88 | 80.96 | 55.04 | 68 | 2.2 | 6.6 | 27.2 | 12.8 | 20
6345 | 9 | 22 | 9 | 39.92 | 47.66 | 82.94 | 60.98 | 71.96 | 4.4 | 8.7 | 28.3 | 16.1 | 22.2
6346 | 9 | 22 | 10 | 43.88 | 51.26 | 86 | 69.08 | 73.04 | 6.6 | 10.7 | 30 | 20.6 | 22.8
6347 | 9 | 22 | 11 | 47.84 | 53.78 | 87.98 | 75.02 | 75.92 | 8.8 | 12.1 | 31.1 | 23.9 | 24.4
6348 | 9 | 22 | 12 | 52.88 | 58.46 | 89.06 | 80.06 | 78.98 | 11.6 | 14.7 | 31.7 | 26.7 | 26.1
6349 | 9 | 22 | 13 | 55.94 | 59.18 | 89.96 | 80.06 | 82.04 | 13.3 | 15.1 | 32.2 | 26.7 | 27.8
6350 | 9 | 22 | 14 | 57.92 | 59.9 | 89.06 | 80.96 | 84.02 | 14.4 | 15.5 | 31.7 | 27.2 | 28.9
6351 | 9 | 22 | 15 | 60.98 | 59.54 | 89.96 | 82.04 | 82.94 | 16.1 | 15.3 | 32.2 | 27.8 | 28.3
6352 | 9 | 22 | 16 | 61.88 | 57.2 | 91.04 | 82.04 | 80.06 | 16.6 | 14 | 32.8 | 27.8 | 26.7
6353 | 9 | 22 | 17 | 60.98 | 57.38 | 89.06 | 78.98 | 80.06 | 16.1 | 14.1 | 31.7 | 26.1 | 26.7
6354 | 9 | 22 | 18 | 57.92 | 55.58 | 80.96 | 73.04 | 77 | 14.4 | 13.1 | 27.2 | 22.8 | 25
6355 | 9 | 22 | 19 | 55.94 | 53.6 | 78.08 | 69.98 | 71.06 | 13.3 | 12 | 25.6 | 21.1 | 21.7
6356 | 9 | 22 | 20 | 52.88 | 51.62 | 78.08 | 66.92 | 69.08 | 11.6 | 10.9 | 25.6 | 19.4 | 20.6
6357 | 9 | 22 | 21 | 47.84 | 50.36 | 78.98 | 62.96 | 66.02 | 8.8 | 10.2 | 26.1 | 17.2 | 18.9
6358 | 9 | 22 | 22 | 48.92 | 49.82 | 75.92 | 60.08 | 66.92 | 9.4 | 9.9 | 24.4 | 15.6 | 19.4
6359 | 9 | 22 | 23 | 48.92 | 48.92 | 75.92 | 57.02 | 62.96 | 9.4 | 9.4 | 24.4 | 13.9 | 17.2
6360 | 9 | 22 | 24 | 45.86 | 48.74 | 77 | 53.06 | 60.98 | 7.7 | 9.3 | 25 | 11.7 | 16.1
6361 | 9 | 23 | 1 | 45.86 | 48.92 | 75.02 | 51.08 | 60.98 | 7.7 | 9.4 | 23.9 | 10.6 | 16.1
6362 | 9 | 23 | 2 | 44.96 | 48.92 | 73.04 | 48.02 | 60.98 | 7.2 | 9.4 | 22.8 | 8.9 | 16.1
6363 | 9 | 23 | 3 | 46.94 | 49.28 | 73.04 | 48.02 | 60.08 | 8.3 | 9.6 | 22.8 | 8.9 | 15.6
6364 | 9 | 23 | 4 | 46.94 | 49.46 | 69.98 | 46.04 | 60.08 | 8.3 | 9.7 | 21.1 | 7.8 | 15.6
6365 | 9 | 23 | 5 | 44.96 | 50 | 69.08 | 44.96 | 60.98 | 7.2 | 10 | 20.6 | 7.2 | 16.1
6366 | 9 | 23 | 6 | 44.96 | 46.04 | 66.92 | 44.06 | 60.98 | 7.2 | 7.8 | 19.4 | 6.7 | 16.1
6367 | 9 | 23 | 7 | 50.9 | 46.76 | 71.96 | 48.92 | 64.04 | 10.5 | 8.2 | 22.2 | 9.4 | 17.8
6368 | 9 | 23 | 8 | 59.9 | 48.2 | 78.98 | 55.94 | 62.96 | 15.5 | 9 | 26.1 | 13.3 | 17.2
6369 | 9 | 23 | 9 | 61.88 | 50 | 80.06 | 64.04 | 64.94 | 16.6 | 10 | 26.7 | 17.8 | 18.3
6370 | 9 | 23 | 10 | 66.92 | 52.34 | 84.02 | 69.08 | 66.02 | 19.4 | 11.3 | 28.9 | 20.6 | 18.9
6371 | 9 | 23 | 11 | 69.98 | 53.78 | 86 | 75.92 | 68 | 21.1 | 12.1 | 30 | 24.4 | 20
6372 | 9 | 23 | 12 | 70.88 | 56.12 | 86 | 78.98 | 69.98 | 21.6 | 13.4 | 30 | 26.1 | 21.1
6373 | 9 | 23 | 13 | 72.86 | 58.46 | 89.06 | 82.94 | 73.94 | 22.7 | 14.7 | 31.7 | 28.3 | 23.3
6374 | 9 | 23 | 14 | 72.86 | 58.82 | 87.98 | 82.04 | 73.04 | 22.7 | 14.9 | 31.1 | 27.8 | 22.8
6375 | 9 | 23 | 15 | 72.86 | 59.18 | 78.98 | 84.92 | 73.04 | 22.7 | 15.1 | 26.1 | 29.4 | 22.8
6376 | 9 | 23 | 16 | 71.96 | 57.38 | 80.06 | 84.92 | 71.96 | 22.2 | 14.1 | 26.7 | 29.4 | 22.2
6377 | 9 | 23 | 17 | 69.98 | 55.76 | 80.96 | 80.96 | 68 | 21.1 | 13.2 | 27.2 | 27.2 | 20
6378 | 9 | 23 | 18 | 62.96 | 47.12 | 77 | 73.94 | 66.02 | 17.2 | 8.4 | 25 | 23.3 | 18.9
6379 | 9 | 23 | 19 | 57.92 | 44.42 | 73.94 | 73.04 | 60.08 | 14.4 | 6.9 | 23.3 | 22.8 | 15.6
6380 | 9 | 23 | 20 | 51.98 | 43.88 | 73.94 | 69.98 | 60.98 | 11.1 | 6.6 | 23.3 | 21.1 | 16.1
6381 | 9 | 23 | 21 | 51.98 | 37.22 | 71.06 | 62.96 | 60.98 | 11.1 | 2.9 | 21.7 | 17.2 | 16.1
6382 | 9 | 23 | 22 | 48.92 | 32.54 | 69.98 | 60.08 | 60.08 | 9.4 | 0.3 | 21.1 | 15.6 | 15.6
6383 | 9 | 23 | 23 | 46.94 | 28.94 | 66.92 | 57.92 | 57.92 | 8.3 | -1.7 | 19.4 | 14.4 | 14.4
6384 | 9 | 23 | 24 | 45.86 | 27.32 | 66.02 | 55.04 | 57.92 | 7.7 | -2.6 | 18.9 | 12.8 | 14.4
6385 | 9 | 24 | 1 | 44.96 | 26.6 | 66.92 | 53.06 | 55.94 | 7.2 | -3 | 19.4 | 11.7 | 13.3
6386 | 9 | 24 | 2 | 44.96 | 24.98 | 66.02 | 51.98 | 55.04 | 7.2 | -3.9 | 18.9 | 11.1 | 12.8
6387 | 9 | 24 | 3 | 42.98 | 25.34 | 66.02 | 48.02 | 55.04 | 6.1 | -3.7 | 18.9 | 8.9 | 12.8
6388 | 9 | 24 | 4 | 42.98 | 23.72 | 64.94 | 48.02 | 53.96 | 6.1 | -4.6 | 18.3 | 8.9 | 12.2
6389 | 9 | 24 | 5 | 42.98 | 23.9 | 62.96 | 46.94 | 53.06 | 6.1 | -4.5 | 17.2 | 8.3 | 11.7
6390 | 9 | 24 | 6 | 41.9 | 23.18 | 62.96 | 46.04 | 53.06 | 5.5 | -4.9 | 17.2 | 7.8 | 11.7
6391 | 9 | 24 | 7 | 46.94 | 30.56 | 68 | 50 | 57.92 | 8.3 | -0.8 | 20 | 10 | 14.4
6392 | 9 | 24 | 8 | 54.86 | 37.94 | 75.02 | 57.92 | 59 | 12.7 | 3.3 | 23.9 | 14.4 | 15
6393 | 9 | 24 | 9 | 59 | 47.3 | 78.98 | 64.04 | 62.06 | 15 | 8.5 | 26.1 | 17.8 | 16.7
6394 | 9 | 24 | 10 | 62.96 | 53.6 | 80.96 | 69.98 | 64.04 | 17.2 | 12 | 27.2 | 21.1 | 17.8
6395 | 9 | 24 | 11 | 68 | 59 | 82.94 | 75.92 | 68 | 20 | 15 | 28.3 | 24.4 | 20
6396 | 9 | 24 | 12 | 69.98 | 63.14 | 84.92 | 82.04 | 69.98 | 21.1 | 17.3 | 29.4 | 27.8 | 21.1
6397 | 9 | 24 | 13 | 70.88 | 66.2 | 87.98 | 84.02 | 73.04 | 21.6 | 19 | 31.1 | 28.9 | 22.8
6398 | 9 | 24 | 14 | 71.96 | 68 | 87.98 | 86 | 75.92 | 22.2 | 20 | 31.1 | 30 | 24.4
6399 | 9 | 24 | 15 | 71.96 | 67.46 | 87.08 | 84.92 | 78.08 | 22.2 | 19.7 | 30.6 | 29.4 | 25.6
6400 | 9 | 24 | 16 | 71.96 | 67.28 | 87.98 | 84.92 | 78.08 | 22.2 | 19.6 | 31.1 | 29.4 | 25.6
6401 | 9 | 24 | 17 | 69.98 | 64.76 | 84.92 | 82.04 | 77 | 21.1 | 18.2 | 29.4 | 27.8 | 25
6402 | 9 | 24 | 18 | 65.84 | 57.56 | 82.94 | 75.92 | 73.94 | 18.8 | 14.2 | 28.3 | 24.4 | 23.3
6403 | 9 | 24 | 19 | 62.96 | 54.14 | 80.96 | 69.98 | 69.98 | 17.2 | 12.3 | 27.2 | 21.1 | 21.1
6404 | 9 | 24 | 20 | 60.98 | 48.74 | 78.08 | 66.92 | 64.04 | 16.1 | 9.3 | 25.6 | 19.4 | 17.8
6405 | 9 | 24 | 21 | 55.94 | 45.32 | 75.92 | 64.04 | 64.04 | 13.3 | 7.4 | 24.4 | 17.8 | 17.8
6406 | 9 | 24 | 22 | 50.9 | 44.96 | 73.94 | 62.96 | 62.06 | 10.5 | 7.2 | 23.3 | 17.2 | 16.7
6407 | 9 | 24 | 23 | 48.92 | 42.62 | 73.94 | 60.98 | 60.98 | 9.4 | 5.9 | 23.3 | 16.1 | 16.1
6408 | 9 | 24 | 24 | 47.84 | 42.08 | 69.98 | 60.08 | 60.08 | 8.8 | 5.6 | 21.1 | 15.6 | 15.6
6409 | 9 | 25 | 1 | 45.86 | 40.82 | 69.98 | 57.02 | 57.92 | 7.7 | 4.9 | 21.1 | 13.9 | 14.4
6410 | 9 | 25 | 2 | 46.94 | 43.52 | 69.08 | 55.04 | 57.92 | 8.3 | 6.4 | 20.6 | 12.8 | 14.4
6411 | 9 | 25 | 3 | 45.86 | 40.1 | 68 | 53.06 | 55.04 | 7.7 | 4.5 | 20 | 11.7 | 12.8
6412 | 9 | 25 | 4 | 45.86 | 40.82 | 68 | 53.96 | 55.94 | 7.7 | 4.9 | 20 | 12.2 | 13.3
6413 | 9 | 25 | 5 | 44.96 | 39.38 | 66.92 | 53.06 | 51.08 | 7.2 | 4.1 | 19.4 | 11.7 | 10.6
6414 | 9 | 25 | 6 | 44.96 | 39.02 | 66.02 | 55.04 | 51.98 | 7.2 | 3.9 | 18.9 | 12.8 | 11.1
6415 | 9 | 25 | 7 | 48.92 | 44.6 | 71.06 | 55.04 | 59 | 9.4 | 7 | 21.7 | 12.8 | 15
6416 | 9 | 25 | 8 | 56.84 | 52.88 | 75.02 | 62.06 | 60.98 | 13.8 | 11.6 | 23.9 | 16.7 | 16.1
6417 | 9 | 25 | 9 | 60.98 | 59.9 | 78.98 | 71.96 | 66.02 | 16.1 | 15.5 | 26.1 | 22.2 | 18.9
6418 | 9 | 25 | 10 | 64.94 | 69.26 | 82.94 | 75.92 | 69.98 | 18.3 | 20.7 | 28.3 | 24.4 | 21.1
6419 | 9 | 25 | 11 | 66.92 | 72.5 | 84.92 | 80.06 | 73.04 | 19.4 | 22.5 | 29.4 | 26.7 | 22.8
6420 | 9 | 25 | 12 | 69.98 | 75.74 | 87.08 | 80.96 | 77 | 21.1 | 24.3 | 30.6 | 27.2 | 25
6421 | 9 | 25 | 13 | 72.86 | 77.9 | 89.96 | 80.96 | 78.08 | 22.7 | 25.5 | 32.2 | 27.2 | 25.6
6422 | 9 | 25 | 14 | 72.86 | 79.16 | 91.04 | 80.96 | 80.06 | 22.7 | 26.2 | 32.8 | 27.2 | 26.7
6423 | 9 | 25 | 15 | 72.86 | 79.34 | 93.02 | 78.98 | 80.96 | 22.7 | 26.3 | 33.9 | 26.1 | 27.2
6424 | 9 | 25 | 16 | 72.86 | 79.52 | 93.92 | 78.08 | 82.04 | 22.7 | 26.4 | 34.4 | 25.6 | 27.8
6425 | 9 | 25 | 17 | 70.88 | 76.82 | 91.94 | 73.94 | 82.94 | 21.6 | 24.9 | 33.3 | 23.3 | 28.3
6426 | 9 | 25 | 18 | 66.92 | 70.16 | 87.08 | 69.98 | 78.08 | 19.4 | 21.2 | 30.6 | 21.1 | 25.6
6427 | 9 | 25 | 19 | 65.84 | 66.38 | 86 | 64.94 | 73.94 | 18.8 | 19.1 | 30 | 18.3 | 23.3
6428 | 9 | 25 | 20 | 59 | 59.54 | 82.04 | 60.98 | 71.96 | 15 | 15.3 | 27.8 | 16.1 | 22.2
6429 | 9 | 25 | 21 | 54.86 | 57.74 | 82.04 | 59 | 68 | 12.7 | 14.3 | 27.8 | 15 | 20
6430 | 9 | 25 | 22 | 52.88 | 53.06 | 78.08 | 60.08 | 64.04 | 11.6 | 11.7 | 25.6 | 15.6 | 17.8
6431 | 9 | 25 | 23 | 50.9 | 50.18 | 77 | 51.98 | 62.06 | 10.5 | 10.1 | 25 | 11.1 | 16.7
6432 | 9 | 25 | 24 | 50 | 49.46 | 73.04 | 50 | 64.94 | 10 | 9.7 | 22.8 | 10 | 18.3
6433 | 9 | 26 | 1 | 50.9 | 47.66 | 73.04 | 50 | 62.96 | 10.5 | 8.7 | 22.8 | 10 | 17.2
6434 | 9 | 26 | 2 | 52.88 | 45.86 | 73.04 | 44.96 | 62.96 | 11.6 | 7.7 | 22.8 | 7.2 | 17.2
6435 | 9 | 26 | 3 | 53.96 | 45.14 | 69.08 | 44.96 | 60.08 | 12.2 | 7.3 | 20.6 | 7.2 | 15.6
6436 | 9 | 26 | 4 | 54.86 | 45.32 | 68 | 42.98 | 59 | 12.7 | 7.4 | 20 | 6.1 | 15
6437 | 9 | 26 | 5 | 53.96 | 44.42 | 68 | 42.08 | 59 | 12.2 | 6.9 | 20 | 5.6 | 15
6438 | 9 | 26 | 6 | 52.88 | 43.88 | 68 | 41 | 53.06 | 11.6 | 6.6 | 20 | 5 | 11.7
6439 | 9 | 26 | 7 | 59 | 50 | 71.96 | 42.98 | 57.02 | 15 | 10 | 22.2 | 6.1 | 13.9
6440 | 9 | 26 | 8 | 65.84 | 57.2 | 77 | 46.04 | 64.04 | 18.8 | 14 | 25 | 7.8 | 17.8
6441 | 9 | 26 | 9 | 72.86 | 71.42 | 82.04 | 57.92 | 68 | 22.7 | 21.9 | 27.8 | 14.4 | 20
6442 | 9 | 26 | 10 | 77 | 77.72 | 87.08 | 66.02 | 71.06 | 25 | 25.4 | 30.6 | 18.9 | 21.7
6443 | 9 | 26 | 11 | 81.86 | 89.24 | 87.98 | 77 | 73.94 | 27.7 | 31.8 | 31.1 | 25 | 23.3
6444 | 9 | 26 | 12 | 82.94 | 89.42 | 91.04 | 75.92 | 77 | 28.3 | 31.9 | 32.8 | 24.4 | 25
6445 | 9 | 26 | 13 | 81.86 | 88.7 | 93.92 | 78.08 | 78.08 | 27.7 | 31.5 | 34.4 | 25.6 | 25.6
6446 | 9 | 26 | 14 | 81.86 | 87.98 | 96.08 | 78.08 | 80.06 | 27.7 | 31.1 | 35.6 | 25.6 | 26.7
6447 | 9 | 26 | 15 | 81.86 | 88.34 | 96.08 | 78.08 | 80.96 | 27.7 | 31.3 | 35.6 | 25.6 | 27.2
6448 | 9 | 26 | 16 | 80.96 | 85.64 | 95 | 77 | 80.96 | 27.2 | 29.8 | 35 | 25 | 27.2
6449 | 9 | 26 | 17 | 78.98 | 82.04 | 93.92 | 73.04 | 80.06 | 26.1 | 27.8 | 34.4 | 22.8 | 26.7
6450 | 9 | 26 | 18 | 72.86 | 70.34 | 89.96 | 69.08 | 75.02 | 22.7 | 21.3 | 32.2 | 20.6 | 23.9
6451 | 9 | 26 | 19 | 69.98 | 64.58 | 86 | 66.92 | 68 | 21.1 | 18.1 | 30 | 19.4 | 20
6452 | 9 | 26 | 20 | 59.9 | 57.92 | 86 | 66.92 | 66.02 | 15.5 | 14.4 | 30 | 19.4 | 18.9
6453 | 9 | 26 | 21 | 59.9 | 52.88 | 84.02 | 62.96 | 64.04 | 15.5 | 11.6 | 28.9 | 17.2 | 17.8
6454 | 9 | 26 | 22 | 57.92 | 53.96 | 82.04 | 60.98 | 64.94 | 14.4 | 12.2 | 27.8 | 16.1 | 18.3
6455 | 9 | 26 | 23 | 56.84 | 50 | 77 | 59 | 60.98 | 13.8 | 10 | 25 | 15 | 16.1
6456 | 9 | 26 | 24 | 50.9 | 47.84 | 75.92 | 55.04 | 60.98 | 10.5 | 8.8 | 24.4 | 12.8 | 16.1
6457 | 9 | 27 | 1 | 50 | 44.96 | 75.02 | 55.94 | 59 | 10 | 7.2 | 23.9 | 13.3 | 15
6458 | 9 | 27 | 2 | 47.84 | 43.88 | 71.96 | 50 | 57.92 | 8.8 | 6.6 | 22.2 | 10 | 14.4
6459 | 9 | 27 | 3 | 48.92 | 42.98 | 71.96 | 50 | 55.94 | 9.4 | 6.1 | 22.2 | 10 | 13.3
6460 | 9 | 27 | 4 | 48.92 | 38.84 | 71.06 | 48.02 | 53.96 | 9.4 | 3.8 | 21.7 | 8.9 | 12.2
6461 | 9 | 27 | 5 | 48.92 | 39.92 | 68 | 48.02 | 53.06 | 9.4 | 4.4 | 20 | 8.9 | 11.7
6462 | 9 | 27 | 6 | 46.94 | 37.94 | 68 | 44.06 | 51.98 | 8.3 | 3.3 | 20 | 6.7 | 11.1
6463 | 9 | 27 | 7 | 52.88 | 43.88 | 73.94 | 51.08 | 57.02 | 11.6 | 6.6 | 23.3 | 10.6 | 13.9
6464 | 9 | 27 | 8 | 60.98 | 55.94 | 78.98 | 57.92 | 60.08 | 16.1 | 13.3 | 26.1 | 14.4 | 15.6
6465 | 9 | 27 | 9 | 68 | 62.96 | 82.94 | 62.96 | 64.94 | 20 | 17.2 | 28.3 | 17.2 | 18.3
6466 | 9 | 27 | 10 | 72.86 | 68 | 86 | 69.08 | 69.98 | 22.7 | 20 | 30 | 20.6 | 21.1
6467 | 9 | 27 | 11 | 75.92 | 71.96 | 89.06 | 71.06 | 75.02 | 24.4 | 22.2 | 31.7 | 21.7 | 23.9
6468 | 9 | 27 | 12 | 78.98 | 77.9 | 89.96 | 73.94 | 78.98 | 26.1 | 25.5 | 32.2 | 23.3 | 26.1
6469 | 9 | 27 | 13 | 77.9 | 78.98 | 91.94 | 77 | 82.04 | 25.5 | 26.1 | 33.3 | 25 | 27.8
6470 | 9 | 27 | 14 | 78.98 | 79.88 | 95 | 78.08 | 84.02 | 26.1 | 26.6 | 35 | 25.6 | 28.9
6471 | 9 | 27 | 15 | 78.98 | 78.98 | 95 | 75.92 | 84.92 | 26.1 | 26.1 | 35 | 24.4 | 29.4
6472 | 9 | 27 | 16 | 78.98 | 78.98 | 93.92 | 75.02 | 84.02 | 26.1 | 26.1 | 34.4 | 23.9 | 28.9
6473 | 9 | 27 | 17 | 77.9 | 75.92 | 91.94 | 75.92 | 82.94 | 25.5 | 24.4 | 33.3 | 24.4 | 28.3
6474 | 9 | 27 | 18 | 70.88 | 64.94 | 87.98 | 71.06 | 77 | 21.6 | 18.3 | 31.1 | 21.7 | 25
6475 | 9 | 27 | 19 | 65.84 | 63.86 | 84.92 | 66.02 | 69.98 | 18.8 | 17.7 | 29.4 | 18.9 | 21.1
6476 | 9 | 27 | 20 | 62.96 | 54.86 | 82.94 | 62.06 | 68 | 17.2 | 12.7 | 28.3 | 16.7 | 20
6477 | 9 | 27 | 21 | 60.98 | 50.9 | 80.96 | 62.06 | 66.92 | 16.1 | 10.5 | 27.2 | 16.7 | 19.4
6478 | 9 | 27 | 22 | 55.94 | 48.92 | 78.08 | 60.98 | 66.02 | 13.3 | 9.4 | 25.6 | 16.1 | 18.9
6479 | 9 | 27 | 23 | 59 | 45.86 | 75.92 | 57.02 | 66.92 | 15 | 7.7 | 24.4 | 13.9 | 19.4
6480 | 9 | 27 | 24 | 54.86 | 44.96 | 75.02 | 57.92 | 62.96 | 12.7 | 7.2 | 23.9 | 14.4 | 17.2
6481 | 9 | 28 | 1 | 53.96 | 44.96 | 73.04 | 57.02 | 62.96 | 12.2 | 7.2 | 22.8 | 13.9 | 17.2
6482 | 9 | 28 | 2 | 52.88 | 42.98 | 71.06 | 55.04 | 62.96 | 11.6 | 6.1 | 21.7 | 12.8 | 17.2
6483 | 9 | 28 | 3 | 54.86 | 42.98 | 71.06 | 50 | 62.06 | 12.7 | 6.1 | 21.7 | 10 | 16.7
6484 | 9 | 28 | 4 | 53.96 | 39.92 | 71.06 | 46.94 | 59 | 12.2 | 4.4 | 21.7 | 8.3 | 15
6485 | 9 | 28 | 5 | 53.96 | 36.86 | 71.06 | 48.02 | 60.08 | 12.2 | 2.7 | 21.7 | 8.9 | 15.6
6486 | 9 | 28 | 6 | 52.88 | 36.86 | 71.06 | 48.02 | 60.08 | 11.6 | 2.7 | 21.7 | 8.9 | 15.6
6487 | 9 | 28 | 7 | 60.98 | 41.9 | 73.04 | 50 | 62.06 | 16.1 | 5.5 | 22.8 | 10 | 16.7
6488 | 9 | 28 | 8 | 68.9 | 50.9 | 80.06 | 57.02 | 71.96 | 20.5 | 10.5 | 26.7 | 13.9 | 22.2
6489 | 9 | 28 | 9 | 71.96 | 61.88 | 82.04 | 64.04 | 73.94 | 22.2 | 16.6 | 27.8 | 17.8 | 23.3
6490 | 9 | 28 | 10 | 79.88 | 69.98 | 84.92 | 69.08 | 78.08 | 26.6 | 21.1 | 29.4 | 20.6 | 25.6
6491 | 9 | 28 | 11 | 83.84 | 74.84 | 87.08 | 73.94 | 78.98 | 28.8 | 23.8 | 30.6 | 23.3 | 26.1
6492 | 9 | 28 | 12 | 86 | 83.84 | 89.96 | 78.98 | 82.04 | 30 | 28.8 | 32.2 | 26.1 | 27.8
6493 | 9 | 28 | 13 | 86.9 | 87.98 | 93.02 | 78.08 | 84.02 | 30.5 | 31.1 | 33.9 | 25.6 | 28.9
6494 | 9 | 28 | 14 | 86.9 | 87.98 | 93.92 | 78.08 | 86 | 30.5 | 31.1 | 34.4 | 25.6 | 30
6495 | 9 | 28 | 15 | 84.92 | 87.98 | 93.02 | 78.08 | 84.02 | 29.4 | 31.1 | 33.9 | 25.6 | 28.9
6496 | 9 | 28 | 16 | 86 | 86.9 | 93.02 | 75.02 | 84.92 | 30 | 30.5 | 33.9 | 23.9 | 29.4
6497 | 9 | 28 | 17 | 82.94 | 80.96 | 91.04 | 71.06 | 82.94 | 28.3 | 27.2 | 32.8 | 21.7 | 28.3
6498 | 9 | 28 | 18 | 73.94 | 70.88 | 87.98 | 69.98 | 78.08 | 23.3 | 21.6 | 31.1 | 21.1 | 25.6
6499 | 9 | 28 | 19 | 73.94 | 64.94 | 82.94 | 69.08 | 73.94 | 23.3 | 18.3 | 28.3 | 20.6 | 23.3
6500 | 9 | 28 | 20 | 66.92 | 56.84 | 80.06 | 68 | 68 | 19.4 | 13.8 | 26.7 | 20 | 20
6501 | 9 | 28 | 21 | 68 | 53.96 | 78.08 | 66.02 | 69.98 | 20 | 12.2 | 25.6 | 18.9 | 21.1
6502 | 9 | 28 | 22 | 66.92 | 52.88 | 75.92 | 64.94 | 66.92 | 19.4 | 11.6 | 24.4 | 18.3 | 19.4
6503 | 9 | 28 | 23 | 66.92 | 51.98 | 73.04 | 64.04 | 68 | 19.4 | 11.1 | 22.8 | 17.8 | 20
6504 | 9 | 28 | 24 | 60.98 | 50.9 | 73.94 | 62.06 | 64.94 | 16.1 | 10.5 | 23.3 | 16.7 | 18.3
6505 | 9 | 29 | 1 | 60.98 | 46.94 | 71.06 | 55.94 | 64.04 | 16.1 | 8.3 | 21.7 | 13.3 | 17.8
6506 | 9 | 29 | 2 | 59.9 | 44.96 | 71.96 | 55.04 | 60.08 | 15.5 | 7.2 | 22.2 | 12.8 | 15.6
6507 | 9 | 29 | 3 | 56.84 | 42.8 | 73.94 | 57.02 | 60.98 | 13.8 | 6 | 23.3 | 13.9 | 16.1
6508 | 9 | 29 | 4 | 57.92 | 43.7 | 71.96 | 55.04 | 59 | 14.4 | 6.5 | 22.2 | 12.8 | 15
6509 | 9 | 29 | 5 | 56.84 | 41.54 | 64.94 | 51.08 | 59 | 13.8 | 5.3 | 18.3 | 10.6 | 15
6510 | 9 | 29 | 6 | 57.92 | 39.56 | 66.02 | 50 | 57.02 | 14.4 | 4.2 | 18.9 | 10 | 13.9
6511 | 9 | 29 | 7 | 61.88 | 43.34 | 69.98 | 51.08 | 62.06 | 16.6 | 6.3 | 21.1 | 10.6 | 16.7
6512 | 9 | 29 | 8 | 70.88 | 57.38 | 78.08 | 51.08 | 69.98 | 21.6 | 14.1 | 25.6 | 10.6 | 21.1
6513 | 9 | 29 | 9 | 75.92 | 64.22 | 80.96 | 53.96 | 73.04 | 24.4 | 17.9 | 27.2 | 12.2 | 22.8
6514 | 9 | 29 | 10 | 80.96 | 69.26 | 84.92 | 53.06 | 75.92 | 27.2 | 20.7 | 29.4 | 11.7 | 24.4
6515 | 9 | 29 | 11 | 82.94 | 76.1 | 87.98 | 53.96 | 77 | 28.3 | 24.5 | 31.1 | 12.2 | 25
6516 | 9 | 29 | 12 | 83.84 | 84.02 | 91.94 | 57.02 | 80.06 | 28.8 | 28.9 | 33.3 | 13.9 | 26.7
6517 | 9 | 29 | 13 | 84.92 | 83.84 | 93.02 | 59 | 84.02 | 29.4 | 28.8 | 33.9 | 15 | 28.9
6518 | 9 | 29 | 14 | 86.9 | 85.82 | 93.02 | 64.04 | 84.92 | 30.5 | 29.9 | 33.9 | 17.8 | 29.4
6519 | 9 | 29 | 15 | 84.92 | 80.6 | 93.92 | 64.04 | 86 | 29.4 | 27 | 34.4 | 17.8 | 30
6520 | 9 | 29 | 16 | 82.94 | 78.8 | 93.92 | 66.92 | 82.04 | 28.3 | 26 | 34.4 | 19.4 | 27.8
6521 | 9 | 29 | 17 | 78.98 | 75.02 | 91.94 | 62.96 | 80.06 | 26.1 | 23.9 | 33.3 | 17.2 | 26.7
6522 | 9 | 29 | 18 | 73.94 | 69.26 | 87.08 | 59 | 77 | 23.3 | 20.7 | 30.6 | 15 | 25
6523 | 9 | 29 | 19 | 69.98 | 63.32 | 82.04 | 57.92 | 75.02 | 21.1 | 17.4 | 27.8 | 14.4 | 23.9
6524 | 9 | 29 | 20 | 68 | 59 | 77 | 55.94 | 71.96 | 20 | 15 | 25 | 13.3 | 22.2
6525 | 9 | 29 | 21 | 66.92 | 55.4 | 77 | 51.98 | 69.08 | 19.4 | 13 | 25 | 11.1 | 20.6
6526 | 9 | 29 | 22 | 64.94 | 53.78 | 73.94 | 53.06 | 68 | 18.3 | 12.1 | 23.3 | 11.7 | 20
6527 | 9 | 29 | 23 | 68 | 53.06 | 71.06 | 48.02 | 68 | 20 | 11.7 | 21.7 | 8.9 | 20
6528 | 9 | 29 | 24 | 65.84 | 51.44 | 69.08 | 50 | 68 | 18.8 | 10.8 | 20.6 | 10 | 20
6529 | 9 | 30 | 1 | 59.9 | 50.72 | 69.08 | 51.08 | 66.02 | 15.5 | 10.4 | 20.6 | 10.6 | 18.9
6530 | 9 | 30 | 2 | 64.94 | 48.02 | 69.98 | 48.02 | 64.94 | 18.3 | 8.9 | 21.1 | 8.9 | 18.3
6531 | 9 | 30 | 3 | 68.9 | 49.46 | 69.08 | 48.02 | 64.04 | 20.5 | 9.7 | 20.6 | 8.9 | 17.8
6532 | 9 | 30 | 4 | 69.98 | 51.8 | 66.02 | 44.06 | 60.98 | 21.1 | 11 | 18.9 | 6.7 | 16.1
6533 | 9 | 30 | 5 | 68.9 | 51.08 | 64.04 | 46.04 | 62.06 | 20.5 | 10.6 | 17.8 | 7.8 | 16.7
6534 | 9 | 30 | 6 | 63.86 | 49.46 | 62.96 | 42.08 | 59 | 17.7 | 9.7 | 17.2 | 5.6 | 15
6535 | 9 | 30 | 7 | 64.94 | 50.72 | 71.06 | 46.04 | 62.06 | 18.3 | 10.4 | 21.7 | 7.8 | 16.7
6536 | 9 | 30 | 8 | 65.84 | 53.96 | 75.92 | 51.08 | 69.08 | 18.8 | 12.2 | 24.4 | 10.6 | 20.6
6537 | 9 | 30 | 9 | 68 | 57.38 | 80.96 | 57.92 | 71.06 | 20 | 14.1 | 27.2 | 14.4 | 21.7
6538 | 9 | 30 | 10 | 69.98 | 64.76 | 86 | 60.98 | 75.02 | 21.1 | 18.2 | 30 | 16.1 | 23.9
6539 | 9 | 30 | 11 | 70.88 | 66.02 | 86 | 64.04 | 78.98 | 21.6 | 18.9 | 30 | 17.8 | 26.1
6540 | 9 | 30 | 12 | 77 | 69.44 | 93.02 | 64.94 | 82.04 | 25 | 20.8 | 33.9 | 18.3 | 27.8
6541 | 9 | 30 | 13 | 74.84 | 71.6 | 93.02 | 66.02 | 82.94 | 23.8 | 22 | 33.9 | 18.9 | 28.3
6542 | 9 | 30 | 14 | 59.9 | 64.94 | 93.92 | 68 | 80.96 | 15.5 | 18.3 | 34.4 | 20 | 27.2
6543 | 9 | 30 | 15 | 62.96 | 59.36 | 93.92 | 66.92 | 80.96 | 17.2 | 15.2 | 34.4 | 19.4 | 27.2
6544 | 9 | 30 | 16 | 62.96 | 59.72 | 93.92 | 64.94 | 82.04 | 17.2 | 15.4 | 34.4 | 18.3 | 27.8
6545 | 9 | 30 | 17 | 55.94 | 58.1 | 91.94 | 62.96 | 80.06 | 13.3 | 14.5 | 33.3 | 17.2 | 26.7
6546 | 9 | 30 | 18 | 54.86 | 57.38 | 87.98 | 57.92 | 75.92 | 12.7 | 14.1 | 31.1 | 14.4 | 24.4
6547 | 9 | 30 | 19 | 53.96 | 54.68 | 82.04 | 55.04 | 73.94 | 12.2 | 12.6 | 27.8 | 12.8 | 23.3
6548 | 9 | 30 | 20 | 53.96 | 53.96 | 77 | 53.96 | 69.08 | 12.2 | 12.2 | 25 | 12.2 | 20.6
6549 | 9 | 30 | 21 | 53.96 | 53.24 | 77 | 53.06 | 64.94 | 12.2 | 11.8 | 25 | 11.7 | 18.3
6550 | 9 | 30 | 22 | 52.88 | 51.26 | 75.74 | 50.54 | 64.4 | 11.6 | 10.7 | 24.3 | 10.3 | 18
6551 | 9 | 30 | 23 | 51.8 | 49.46 | 74.48 | 48.2 | 63.86 | 11 | 9.7 | 23.6 | 9 | 17.7
6552 | 9 | 30 | 24 | 50.72 | 47.48 | 73.22 | 45.68 | 63.32 | 10.4 | 8.6 | 22.9 | 7.6 | 17.4
6553 | 10 | 1 | 1 | 49.64 | 45.68 | 71.78 | 43.34 | 62.6 | 9.8 | 7.6 | 22.1 | 6.3 | 17
6554 | 10 | 1 | 2 | 48.56 | 43.7 | 70.52 | 40.82 | 62.06 | 9.2 | 6.5 | 21.4 | 4.9 | 16.7
6555 | 10 | 1 | 3 | 47.48 | 41.9 | 69.26 | 38.48 | 61.52 | 8.6 | 5.5 | 20.7 | 3.6 | 16.4
6556 | 10 | 1 | 4 | 46.4 | 39.92 | 68 | 35.96 | 60.98 | 8 | 4.4 | 20 | 2.2 | 16.1
6557 | 10 | 1 | 5 | 46.4 | 39.92 | 68 | 35.96 | 59 | 8 | 4.4 | 20 | 2.2 | 15
6558 | 10 | 1 | 6 | 46.4 | 39.92 | 66.02 | 35.06 | 59 | 8 | 4.4 | 18.9 | 1.7 | 15
6559 | 10 | 1 | 7 | 50 | 43.88 | 71.06 | 37.94 | 60.08 | 10 | 6.6 | 21.7 | 3.3 | 15.6
6560 | 10 | 1 | 8 | 53.6 | 46.94 | 75.92 | 48.02 | 60.08 | 12 | 8.3 | 24.4 | 8.9 | 15.6
6561 | 10 | 1 | 9 | 55.4 | 50 | 80.96 | 55.04 | 64.04 | 13 | 10 | 27.2 | 12.8 | 17.8
6562 | 10 | 1 | 10 | 57.2 | 53.96 | 82.04 | 60.98 | 69.98 | 14 | 12.2 | 27.8 | 16.1 | 21.1
6563 | 10 | 1 | 11 | 59 | 59.9 | 84.92 | 68 | 75.02 | 15 | 15.5 | 29.4 | 20 | 23.9
6564 | 10 | 1 | 12 | 60.8 | 63.86 | 87.08 | 71.96 | 78.08 | 16 | 17.7 | 30.6 | 22.2 | 25.6
6565 | 10 | 1 | 13 | 62.6 | 65.84 | 89.96 | 71.06 | 80.96 | 17 | 18.8 | 32.2 | 21.7 | 27.2
6566 | 10 | 1 | 14 | 62.6 | 68 | 93.02 | 75.02 | 82.94 | 17 | 20 | 33.9 | 23.9 | 28.3
6567 | 10 | 1 | 15 | 64.4 | 68 | 93.92 | 73.94 | 82.94 | 18 | 20 | 34.4 | 23.3 | 28.3
6568 | 10 | 1 | 16 | 60.8 | 68 | 93.92 | 75.02 | 84.02 | 16 | 20 | 34.4 | 23.9 | 28.9
6569 | 10 | 1 | 17 | 59 | 66.92 | 93.02 | 71.96 | 78.08 | 15 | 19.4 | 33.9 | 22.2 | 25.6
6570 | 10 | 1 | 18 | 57.2 | 60.98 | 89.06 | 66.02 | 75.02 | 14 | 16.1 | 31.7 | 18.9 | 23.9
6571 | 10 | 1 | 19 | 51.8 | 50 | 86 | 64.04 | 73.04 | 11 | 10 | 30 | 17.8 | 22.8
6572 | 10 | 1 | 20 | 48.2 | 50 | 82.94 | 57.92 | 69.98 | 9 | 10 | 28.3 | 14.4 | 21.1
6573 | 10 | 1 | 21 | 46.4 | 48.92 | 82.04 | 51.08 | 68 | 8 | 9.4 | 27.8 | 10.6 | 20
6574 | 10 | 1 | 22 | 44.6 | 48.92 | 82.94 | 51.08 | 68 | 7 | 9.4 | 28.3 | 10.6 | 20
6575 | 10 | 1 | 23 | 42.8 | 50 | 80.96 | 46.94 | 66.92 | 6 | 10 | 27.2 | 8.3 | 19.4
6576 | 10 | 1 | 24 | 41 | 46.94 | 80.96 | 44.06 | 64.94 | 5 | 8.3 | 27.2 | 6.7 | 18.3
6577 | 10 | 2 | 1 | 41 | 45.86 | 82.04 | 44.96 | 66.92 | 5 | 7.7 | 27.8 | 7.2 | 19.4
6578 | 10 | 2 | 2 | 39.2 | 43.88 | 80.96 | 41 | 64.94 | 4 | 6.6 | 27.2 | 5 | 18.3
6579 | 10 | 2 | 3 | 39.2 | 41.9 | 78.98 | 42.98 | 64.94 | 4 | 5.5 | 26.1 | 6.1 | 18.3
6580 | 10 | 2 | 4 | 39.2 | 42.98 | 78.98 | 39.92 | 64.04 | 4 | 6.1 | 26.1 | 4.4 | 17.8
6581 | 10 | 2 | 5 | 37.4 | 42.98 | 78.98 | 39.92 | 62.96 | 3 | 6.1 | 26.1 | 4.4 | 17.2
6582 | 10 | 2 | 6 | 37.4 | 41.9 | 78.08 | 37.94 | 62.06 | 3 | 5.5 | 25.6 | 3.3 | 16.7
6583 | 10 | 2 | 7 | 37.4 | 43.88 | 77 | 42.98 | 60.98 | 3 | 6.6 | 25 | 6.1 | 16.1
6584 | 10 | 2 | 8 | 37.4 | 44.96 | 82.04 | 51.08 | 66.92 | 3 | 7.2 | 27.8 | 10.6 | 19.4
6585 | 10 | 2 | 9 | 35.6 | 47.84 | 84.02 | 57.02 | 69.08 | 2 | 8.8 | 28.9 | 13.9 | 20.6
6586 | 10 | 2 | 10 | 37.4 | 50 | 87.08 | 62.96 | 71.96 | 3 | 10 | 30.6 | 17.2 | 22.2
6587 | 10 | 2 | 11 | 39.2 | 51.98 | 89.06 | 69.98 | 75.02 | 4 | 11.1 | 31.7 | 21.1 | 23.9
6588 | 10 | 2 | 12 | 41 | 54.86 | 89.96 | 73.04 | 77 | 5 | 12.7 | 32.2 | 22.8 | 25
6589 | 10 | 2 | 13 | 41 | 55.94 | 91.04 | 75.02 | 78.08 | 5 | 13.3 | 32.8 | 23.9 | 25.6
6590 | 10 | 2 | 14 | 41 | 59 | 89.96 | 75.92 | 80.06 | 5 | 15 | 32.2 | 24.4 | 26.7
6591 | 10 | 2 | 15 | 42.8 | 59 | 89.06 | 77 | 80.96 | 6 | 15 | 31.7 | 25 | 27.2
6592 | 10 | 2 | 16 | 41 | 59 | 87.98 | 75.02 | 75.02 | 5 | 15 | 31.1 | 23.9 | 23.9
6593 | 10 | 2 | 17 | 41 | 57.92 | 87.08 | 73.94 | 69.08 | 5 | 14.4 | 30.6 | 23.3 | 20.6
6594 | 10 | 2 | 18 | 39.2 | 51.98 | 84.92 | 66.92 | 69.08 | 4 | 11.1 | 29.4 | 19.4 | 20.6
6595 | 10 | 2 | 19 | 39.2 | 50 | 82.94 | 62.06 | 69.08 | 4 | 10 | 28.3 | 16.7 | 20.6
6596 | 10 | 2 | 20 | 39.2 | 46.94 | 80.96 | 55.04 | 66.02 | 4 | 8.3 | 27.2 | 12.8 | 18.9
6597 | 10 | 2 | 21 | 37.4 | 45.86 | 78.98 | 55.04 | 64.94 | 3 | 7.7 | 26.1 | 12.8 | 18.3
6598 | 10 | 2 | 22 | 37.4 | 45.86 | 78.08 | 51.98 | 64.94 | 3 | 7.7 | 25.6 | 11.1 | 18.3
6599 | 10 | 2 | 23 | 38.12 | 46.94 | 75.02 | 53.96 | 66.02 | 3.4 | 8.3 | 23.9 | 12.2 | 18.9
6600 | 10 | 2 | 24 | 39.2 | 44.96 | 73.94 | 48.02 | 64.94 | 4 | 7.2 | 23.3 | 8.9 | 18.3
6601 | 10 | 3 | 1 | 39.2 | 43.88 | 73.04 | 46.04 | 62.96 | 4 | 6.6 | 22.8 | 7.8 | 17.2
6602 | 10 | 3 | 2 | 39.2 | 42.98 | 69.98 | 46.94 | 60.98 | 4 | 6.1 | 21.1 | 8.3 | 16.1
6603 | 10 | 3 | 3 | 39.2 | 41.9 | 69.98 | 42.98 | 60.08 | 4 | 5.5 | 21.1 | 6.1 | 15.6
6604 | 10 | 3 | 4 | 39.2 | 41 | 71.06 | 42.08 | 57.02 | 4 | 5 | 21.7 | 5.6 | 13.9
6605 | 10 | 3 | 5 | 39.2 | 38.84 | 66.92 | 39.92 | 60.98 | 4 | 3.8 | 19.4 | 4.4 | 16.1
6606 | 10 | 3 | 6 | 39.2 | 38.84 | 66.92 | 41 | 59 | 4 | 3.8 | 19.4 | 5 | 15
6607 | 10 | 3 | 7 | 39.2 | 42.98 | 69.98 | 42.98 | 59 | 4 | 6.1 | 21.1 | 6.1 | 15
6608 | 10 | 3 | 8 | 44.6 | 47.84 | 73.04 | 53.06 | 60.08 | 7 | 8.8 | 22.8 | 11.7 | 15.6
6609 | 10 | 3 | 9 | 46.4 | 51.98 | 75.92 | 60.08 | 62.96 | 8 | 11.1 | 24.4 | 15.6 | 17.2
6610 | 10 | 3 | 10 | 51.8 | 59.9 | 80.06 | 66.02 | 66.92 | 11 | 15.5 | 26.7 | 18.9 | 19.4
6611 | 10 | 3 | 11 | 53.6 | 63.86 | 82.04 | 73.04 | 69.98 | 12 | 17.7 | 27.8 | 22.8 | 21.1
6612 | 10 | 3 | 12 | 62.6 | 65.84 | 84.02 | 77 | 73.94 | 17 | 18.8 | 28.9 | 25 | 23.3
6613 | 10 | 3 | 13 | 53.6 | 68 | 84.92 | 80.06 | 75.92 | 12 | 20 | 29.4 | 26.7 | 24.4
6614 | 10 | 3 | 14 | 55.4 | 66.92 | 87.08 | 80.06 | 78.08 | 13 | 19.4 | 30.6 | 26.7 | 25.6
6615 | 10 | 3 | 15 | 50 | 68.9 | 87.08 | 80.96 | 78.08 | 10 | 20.5 | 30.6 | 27.2 | 25.6
6616 | 10 | 3 | 16 | 50 | 68.9 | 87.08 | 80.96 | 78.08 | 10 | 20.5 | 30.6 | 27.2 | 25.6
6617 | 10 | 3 | 17 | 44.6 | 62.96 | 87.08 | 77 | 75.02 | 7 | 17.2 | 30.6 | 25 | 23.9
6618 | 10 | 3 | 18 | 44.6 | 60.98 | 86 | 71.96 | 73.04 | 7 | 16.1 | 30 | 22.2 | 22.8
6619 | 10 | 3 | 19 | 44.6 | 52.88 | 84.02 | 69.98 | 69.98 | 7 | 11.6 | 28.9 | 21.1 | 21.1
6620 | 10 | 3 | 20 | 42.8 | 50 | 78.08 | 60.08 | 69.08 | 6 | 10 | 25.6 | 15.6 | 20.6
6621 | 10 | 3 | 21 | 41 | 48.92 | 75.92 | 60.08 | 66.02 | 5 | 9.4 | 24.4 | 15.6 | 18.9
6622 | 10 | 3 | 22 | 39.2 | 43.88 | 73.94 | 57.02 | 62.96 | 4 | 6.6 | 23.3 | 13.9 | 17.2
6623 | 10 | 3 | 23 | 39.2 | 50 | 73.94 | 51.98 | 62.96 | 4 | 10 | 23.3 | 11.1 | 17.2
6624 | 10 | 3 | 24 | 37.4 | 51.98 | 71.96 | 50 | 60.98 | 3 | 11.1 | 22.2 | 10 | 16.1
6625 | 10 | 4 | 1 | 35.6 | 50.9 | 71.96 | 46.04 | 60.08 | 2 | 10.5 | 22.2 | 7.8 | 15.6
6626 | 10 | 4 | 2 | 35.6 | 50.9 | 69.98 | 46.04 | 59 | 2 | 10.5 | 21.1 | 7.8 | 15
6627 | 10 | 4 | 3 | 35.6 | 48.92 | 69.08 | 44.06 | 57.02 | 2 | 9.4 | 20.6 | 6.7 | 13.9
6628 | 10 | 4 | 4 | 35.6 | 47.84 | 69.08 | 42.98 | 51.98 | 2 | 8.8 | 20.6 | 6.1 | 11.1
6629 | 10 | 4 | 5 | 35.6 | 48.92 | 66.92 | 41 | 55.04 | 2 | 9.4 | 19.4 | 5 | 12.8
6630 | 10 | 4 | 6 | 33.8 | 48.92 | 66.02 | 39.92 | 55.04 | 1 | 9.4 | 18.9 | 4.4 | 12.8
6631 | 10 | 4 | 7 | 39.2 | 46.94 | 69.98 | 42.08 | 55.94 | 4 | 8.3 | 21.1 | 5.6 | 13.3
6632 | 10 | 4 | 8 | 46.4 | 46.94 | 75.92 | 51.98 | 57.92 | 8 | 8.3 | 24.4 | 11.1 | 14.4
6633 | 10 | 4 | 9 | 48.2 | 50.9 | 78.98 | 59 | 62.06 | 9 | 10.5 | 26.1 | 15 | 16.7
6634 | 10 | 4 | 10 | 53.6 | 55.94 | 82.04 | 68 | 68 | 12 | 13.3 | 27.8 | 20 | 20
6635 | 10 | 4 | 11 | 57.2 | 52.88 | 84.02 | 73.94 | 71.96 | 14 | 11.6 | 28.9 | 23.3 | 22.2
6636 | 10 | 4 | 12 | 59 | 52.88 | 87.98 | 75.92 | 73.04 | 15 | 11.6 | 31.1 | 24.4 | 22.8
6637 | 10 | 4 | 13 | 60.8 | 47.84 | 89.06 | 78.98 | 75.02 | 16 | 8.8 | 31.7 | 26.1 | 23.9
6638 | 10 | 4 | 14 | 59 | 50.9 | 89.96 | 78.98 | 78.08 | 15 | 10.5 | 32.2 | 26.1 | 25.6
6639 | 10 | 4 | 15 | 60.8 | 51.98 | 91.04 | 78.98 | 78.08 | 16 | 11.1 | 32.8 | 26.1 | 25.6
6640 | 10 | 4 | 16 | 59 | 50.9 | 91.04 | 78.08 | 78.08 | 15 | 10.5 | 32.8 | 25.6 | 25.6
6641 | 10 | 4 | 17 | 59 | 50 | 89.06 | 75.02 | 78.98 | 15 | 10 | 31.7 | 23.9 | 26.1
6642 | 10 | 4 | 18 | 55.4 | 47.84 | 87.08 | 69.98 | 75.02 | 13 | 8.8 | 30.6 | 21.1 | 23.9
6643 | 10 | 4 | 19 | 53.6 | 46.94 | 86 | 64.04 | 69.08 | 12 | 8.3 | 30 | 17.8 | 20.6
6644 | 10 | 4 | 20 | 55.4 | 46.94 | 78.98 | 62.06 | 68 | 13 | 8.3 | 26.1 | 16.7 | 20
6645 | 10 | 4 | 21 | 51.8 | 46.94 | 77 | 53.96 | 69.98 | 11 | 8.3 | 25 | 12.2 | 21.1
6646 | 10 | 4 | 22 | 51.8 | 45.86 | 75.92 | 53.06 | 64.04 | 11 | 7.7 | 24.4 | 11.7 | 17.8
6647 | 10 | 4 | 23 | 50 | 43.88 | 75.02 | 53.06 | 62.96 | 10 | 6.6 | 23.9 | 11.7 | 17.2
6648 | 10 | 4 | 24 | 50 | 43.88 | 73.94 | 48.92 | 62.06 | 10 | 6.6 | 23.3 | 9.4 | 16.7
6649 | 10 | 5 | 1 | 48.2 | 43.88 | 69.98 | 48.92 | 62.06 | 9 | 6.6 | 21.1 | 9.4 | 16.7
6650 | 10 | 5 | 2 | 44.6 | 44.96 | 71.96 | 44.96 | 60.08 | 7 | 7.2 | 22.2 | 7.2 | 15.6
6651 | 10 | 5 | 3 | 44.6 | 43.88 | 69.98 | 44.06 | 57.02 | 7 | 6.6 | 21.1 | 6.7 | 13.9
6652 | 10 | 5 | 4 | 41 | 43.88 | 68 | 42.98 | 59 | 5 | 6.6 | 20 | 6.1 | 15
6653 | 10 | 5 | 5 | 41 | 43.88 | 66.02 | 41 | 55.94 | 5 | 6.6 | 18.9 | 5 | 13.3
6654 | 10 | 5 | 6 | 41 | 43.88 | 68 | 41 | 53.06 | 5 | 6.6 | 20 | 5 | 11.7
6655 | 10 | 5 | 7 | 42.8 | 43.88 | 69.08 | 44.06 | 53.06 | 6 | 6.6 | 20.6 | 6.7 | 11.7
6656 | 10 | 5 | 8 | 48.2 | 45.86 | 75.92 | 51.98 | 59 | 9 | 7.7 | 24.4 | 11.1 | 15
6657 | 10 | 5 | 9 | 55.4 | 46.94 | 80.06 | 60.08 | 64.04 | 13 | 8.3 | 26.7 | 15.6 | 17.8
6658 | 10 | 5 | 10 | 57.2 | 48.92 | 82.04 | 64.04 | 68 | 14 | 9.4 | 27.8 | 17.8 | 20
6659 | 10 | 5 | 11 | 62.6 | 50.9 | 84.92 | 71.96 | 71.96 | 17 | 10.5 | 29.4 | 22.2 | 22.2
6660 | 10 | 5 | 12 | 64.4 | 50.9 | 87.98 | 77 | 75.02 | 18 | 10.5 | 31.1 | 25 | 23.9
6661 | 10 | 5 | 13 | 66.2 | 50.9 | 91.04 | 82.94 | 78.08 | 19 | 10.5 | 32.8 | 28.3 | 25.6
6662 | 10 | 5 | 14 | 66.2 | 50.9 | 91.04 | 84.92 | 80.06 | 19 | 10.5 | 32.8 | 29.4 | 26.7
6663 | 10 | 5 | 15 | 66.2 | 50 | 91.94 | 86 | 80.06 | 19 | 10 | 33.3 | 30 | 26.7
6664 | 10 | 5 | 16 | 67.46 | 48.92 | 91.94 | 84.02 | 80.06 | 19.7 | 9.4 | 33.3 | 28.9 | 26.7
6665 | 10 | 5 | 17 | 66.2 | 47.84 | 91.04 | 82.04 | 80.06 | 19 | 8.8 | 32.8 | 27.8 | 26.7
6666 | 10 | 5 | 18 | 62.6 | 46.94 | 87.98 | 75.92 | 75.92 | 17 | 8.3 | 31.1 | 24.4 | 24.4
6667 | 10 | 5 | 19 | 57.2 | 44.96 | 80.96 | 73.04 | 68 | 14 | 7.2 | 27.2 | 22.8 | 20
6668 | 10 | 5 | 20 | 57.2 | 39.92 | 80.06 | 69.98 | 66.02 | 14 | 4.4 | 26.7 | 21.1 | 18.9
6669 | 10 | 5 | 21 | 55.4 | 36.86 | 78.08 | 62.06 | 66.02 | 13 | 2.7 | 25.6 | 16.7 | 18.9
6670 | 10 | 5 | 22 | 57.2 | 37.94 | 75.92 | 57.02 | 66.92 | 14 | 3.3 | 24.4 | 13.9 | 19.4
6671 | 10 | 5 | 23 | 55.4 | 35.96 | 75.92 | 55.94 | 64.94 | 13 | 2.2 | 24.4 | 13.3 | 18.3
6672 | 10 | 5 | 24 | 53.6 | 34.88 | 75.02 | 55.04 | 64.04 | 12 | 1.6 | 23.9 | 12.8 | 17.8
6673 | 10 | 6 | 1 | 53.6 | 32.9 | 75.02 | 51.98 | 60.98 | 12 | 0.5 | 23.9 | 11.1 | 16.1
6674 | 10 | 6 | 2 | 46.4 | 32 | 71.06 | 48.92 | 60.08 | 8 | 0 | 21.7 | 9.4 | 15.6
6675 | 10 | 6 | 3 | 44.6 | 32 | 73.94 | 46.04 | 57.02 | 7 | 0 | 23.3 | 7.8 | 13.9
6676 | 10 | 6 | 4 | 44.6 | 26.96 | 71.96 | 48.92 | 57.92 | 7 | -2.8 | 22.2 | 9.4 | 14.4
6677 | 10 | 6 | 5 | 42.8 | 26.96 | 71.96 | 50 | 55.04 | 6 | -2.8 | 22.2 | 10 | 12.8
6678 | 10 | 6 | 6 | 42.8 | 27.86 | 66.92 | 62.96 | 55.04 | 6 | -2.3 | 19.4 | 17.2 | 12.8
6679 | 10 | 6 | 7 | 44.6 | 29.84 | 69.08 | 60.98 | 55.04 | 7 | -1.2 | 20.6 | 16.1 | 12.8
6680 | 10 | 6 | 8 | 48.2 | 34.88 | 77 | 60.08 | 60.08 | 9 | 1.6 | 25 | 15.6 | 15.6
6681 | 10 | 6 | 9 | 51.8 | 38.84 | 80.06 | 57.92 | 66.02 | 11 | 3.8 | 26.7 | 14.4 | 18.9
6682 | 10 | 6 | 10 | 53.6 | 47.84 | 84.02 | 57.92 | 69.98 | 12 | 8.8 | 28.9 | 14.4 | 21.1
6683 | 10 | 6 | 11 | 57.2 | 51.98 | 87.98 | 59 | 75.02 | 14 | 11.1 | 31.1 | 15 | 23.9
6684 | 10 | 6 | 12 | 59 | 54.86 | 91.04 | 62.06 | 75.02 | 15 | 12.7 | 32.8 | 16.7 | 23.9
6685 | 10 | 6 | 13 | 60.8 | 56.84 | 91.04 | 60.08 | 78.08 | 16 | 13.8 | 32.8 | 15.6 | 25.6
6686 | 10 | 6 | 14 | 64.4 | 57.92 | 91.94 | 60.08 | 80.06 | 18 | 14.4 | 33.3 | 15.6 | 26.7
6687 | 10 | 6 | 15 | 64.4 | 59 | 91.04 | 59 | 82.04 | 18 | 15 | 32.8 | 15 | 27.8
6688 | 10 | 6 | 16 | 62.6 | 59.9 | 87.98 | 60.08 | 82.04 | 17 | 15.5 | 31.1 | 15.6 | 27.8
6689 | 10 | 6 | 17 | 59 | 57.92 | 86 | 59 | 80.06 | 15 | 14.4 | 30 | 15 | 26.7
6690 | 10 | 6 | 18 | 55.4 | 50 | 82.04 | 51.08 | 73.94 | 13 | 10 | 27.8 | 10.6 | 23.3
6691 | 10 | 6 | 19 | 50 | 44.96 | 78.08 | 50 | 68 | 10 | 7.2 | 25.6 | 10 | 20
6692 | 10 | 6 | 20 | 48.2 | 41 | 75.02 | 48.92 | 66.92 | 9 | 5 | 23.9 | 9.4 | 19.4
6693 | 10 | 6 | 21 | 46.4 | 36.86 | 71.96 | 48.92 | 68 | 8 | 2.7 | 22.2 | 9.4 | 20
6694 | 10 | 6 | 22 | 44.6 | 35.96 | 69.98 | 50 | 66.92 | 7 | 2.2 | 21.1 | 10 | 19.4
6695 | 10 | 6 | 23 | 46.4 | 34.88 | 68 | 50 | 64.94 | 8 | 1.6 | 20 | 10 | 18.3
6696 | 10 | 6 | 24 | 48.2 | 32 | 66.02 | 50 | 64.94 | 9 | 0 | 18.9 | 10 | 18.3
6697 | 10 | 7 | 1 | 48.2 | 32 | 66.02 | 51.08 | 62.96 | 9 | 0 | 18.9 | 10.6 | 17.2
6698 | 10 | 7 | 2 | 46.4 | 32 | 64.04 | 53.96 | 62.96 | 8 | 0 | 17.8 | 12.2 | 17.2
6699 | 10 | 7 | 3 | 42.8 | 30.92 | 62.96 | 53.96 | 62.96 | 6 | -0.6 | 17.2 | 12.2 | 17.2
6700 | 10 | 7 | 4 | 42.8 | 32 | 62.06 | 51.98 | 66.02 | 6 | 0 | 16.7 | 11.1 | 18.9
6701 | 10 | 7 | 5 | 42.8 | 32 | 60.98 | 53.06 | 64.94 | 6 | 0 | 16.1 | 11.7 | 18.3
6702 | 10 | 7 | 6 | 42.8 | 32 | 60.08 | 51.98 | 62.96 | 6 | 0 | 15.6 | 11.1 | 17.2
6703 | 10 | 7 | 7 | 48.2 | 34.88 | 60.08 | 53.06 | 62.06 | 9 | 1.6 | 15.6 | 11.7 | 16.7
6704 | 10 | 7 | 8 | 57.2 | 42.98 | 62.06 | 55.94 | 64.04 | 14 | 6.1 | 16.7 | 13.3 | 17.8
6705 | 10 | 7 | 9 | 64.4 | 47.84 | 64.04 | 59 | 66.02 | 18 | 8.8 | 17.8 | 15 | 18.9
6706 | 10 | 7 | 10 | 66.2 | 53.96 | 66.02 | 60.08 | 69.98 | 19 | 12.2 | 18.9 | 15.6 | 21.1
6707 | 10 | 7 | 11 | 69.8 | 57.92 | 68 | 62.96 | 73.94 | 21 | 14.4 | 20 | 17.2 | 23.3
6708 | 10 | 7 | 12 | 73.4 | 61.88 | 69.08 | 62.96 | 75.02 | 23 | 16.6 | 20.6 | 17.2 | 23.9
6709 | 10 | 7 | 13 | 73.4 | 66.92 | 71.06 | 64.04 | 75.02 | 23 | 19.4 | 21.7 | 17.8 | 23.9
6710 | 10 | 7 | 14 | 71.6 | 68.9 | 71.96 | 62.06 | 75.02 | 22 | 20.5 | 22.2 | 16.7 | 23.9
6711 | 10 | 7 | 15 | 73.4 | 69.98 | 71.96 | 59 | 75.92 | 23 | 21.1 | 22.2 | 15 | 24.4
6712 | 10 | 7 | 16 | 71.6 | 68.9 | 71.96 | 57.92 | 73.04 | 22 | 20.5 | 22.2 | 14.4 | 22.8
6713 | 10 | 7 | 17 | 69.8 | 61.88 | 69.98 | 57.02 | 71.06 | 21 | 16.6 | 21.1 | 13.9 | 21.7
6714 | 10 | 7 | 18 | 62.6 | 57.92 | 68 | 53.96 | 57.92 | 17 | 14.4 | 20 | 12.2 | 14.4
6715 | 10 | 7 | 19 | 60.8 | 51.98 | 66.02 | 51.98 | 57.92 | 16 | 11.1 | 18.9 | 11.1 | 14.4
6716 | 10 | 7 | 20 | 57.2 | 48.92 | 64.04 | 51.08 | 59 | 14 | 9.4 | 17.8 | 10.6 | 15
6717 | 10 | 7 | 21 | 59 | 47.84 | 62.96 | 48.92 | 60.08 | 15 | 8.8 | 17.2 | 9.4 | 15.6
6718 | 10 | 7 | 22 | 51.8 | 51.98 | 62.96 | 44.96 | 55.94 | 11 | 11.1 | 17.2 | 7.2 | 13.3
6719 | 10 | 7 | 23 | 51.8 | 51.98 | 62.06 | 44.96 | 57.92 | 11 | 11.1 | 16.7 | 7.2 | 14.4
6720 | 10 | 7 | 24 | 50 | 48.92 | 59 | 44.96 | 55.94 | 10 | 9.4 | 15 | 7.2 | 13.3
6721 | 10 | 8 | 1 | 48.2 | 48.38 | 57.92 | 44.06 | 53.06 | 9 | 9.1 | 14.4 | 6.7 | 11.7
6722 | 10 | 8 | 2 | 50 | 47.84 | 55.94 | 44.96 | 51.98 | 10 | 8.8 | 13.3 | 7.2 | 11.1
6723 | 10 | 8 | 3 | 46.4 | 48.92 | 55.04 | 42.08 | 50 | 8 | 9.4 | 12.8 | 5.6 | 10
6724 | 10 | 8 | 4 | 46.4 | 48.92 | 53.96 | 42.08 | 48.92 | 8 | 9.4 | 12.2 | 5.6 | 9.4
6725 | 10 | 8 | 5 | 46.4 | 48.92 | 53.06 | 42.98 | 46.94 | 8 | 9.4 | 11.7 | 6.1 | 8.3
6726 | 10 | 8 | 6 | 46.4 | 47.84 | 53.96 | 39.92 | 46.04 | 8 | 8.8 | 12.2 | 4.4 | 7.8
6727 | 10 | 8 | 7 | 50 | 50 | 55.04 | 42.08 | 46.04 | 10 | 10 | 12.8 | 5.6 | 7.8
6728 | 10 | 8 | 8 | 57.2 | 51.98 | 60.08 | 44.06 | 48.92 | 14 | 11.1 | 15.6 | 6.7 | 9.4
6729 | 10 | 8 | 9 | 62.6 | 54.86 | 62.96 | 44.06 | 51.98 | 17 | 12.7 | 17.2 | 6.7 | 11.1
6730 | 10 | 8 | 10 | 66.2 | 56.84 | 64.04 | 44.06 | 55.04 | 19 | 13.8 | 17.8 | 6.7 | 12.8
6731 | 10 | 8 | 11 | 68 | 60.98 | 66.92 | 41 | 57.02 | 20 | 16.1 | 19.4 | 5 | 13.9
6732 | 10 | 8 | 12 | 69.8 | 62.96 | 69.08 | 39.92 | 59 | 21 | 17.2 | 20.6 | 4.4 | 15
6733 | 10 | 8 | 13 | 69.8 | 63.86 | 71.06 | 37.94 | 60.08 | 21 | 17.7 | 21.7 | 3.3 | 15.6
6734 | 10 | 8 | 14 | 68 | 62.96 | 71.96 | 35.96 | 60.98 | 20 | 17.2 | 22.2 | 2.2 | 16.1
6735 | 10 | 8 | 15 | 68 | 63.86 | 73.04 | 35.06 | 64.04 | 20 | 17.7 | 22.8 | 1.7 | 17.8
6736 | 10 | 8 | 16 | 64.4 | 62.96 | 73.04 | 33.98 | 66.92 | 18 | 17.2 | 22.8 | 1.1 | 19.4
6737 | 10 | 8 | 17 | 62.6 | 60.98 | 73.04 | 33.08 | 66.02 | 17 | 16.1 | 22.8 | 0.6 | 18.9
6738 | 10 | 8 | 18 | 57.2 | 54.86 | 71.96 | 33.08 | 62.96 | 14 | 12.7 | 22.2 | 0.6 | 17.2
6739 | 10 | 8 | 19 | 53.6 | 50 | 69.98 | 32 | 60.08 | 12 | 10 | 21.1 | 0 | 15.6
6740 | 10 | 8 | 20 | 50 | 41.9 | 66.92 | 33.08 | 59 | 10 | 5.5 | 19.4 | 0.6 | 15
6741 | 10 | 8 | 21 | 48.2 | 41 | 64.04 | 32 | 57.02 | 9 | 5 | 17.8 | 0 | 13.9
6742 | 10 | 8 | 22 | 48.2 | 36.86 | 62.06 | 32 | 51.98 | 9 | 2.7 | 16.7 | 0 | 11.1
6743 | 10 | 8 | 23 | 48.2 | 34.88 | 64.04 | 30.92 | 53.06 | 9 | 1.6 | 17.8 | -0.6 | 11.7
6744 | 10 | 8 | 24 | 46.4 | 38.84 | 60.98 | 30.02 | 51.08 | 8 | 3.8 | 16.1 | -1.1 | 10.6
6745 | 10 | 9 | 1 | 46.4 | 37.4 | 57.92 | 28.94 | 48.92 | 8 | 3 | 14.4 | -1.7 | 9.4
6746 | 10 | 9 | 2 | 42.8 | 35.96 | 57.92 | 28.04 | 48.02 | 6 | 2.2 | 14.4 | -2.2 | 8.9
6747 | 10 | 9 | 3 | 41 | 34.88 | 57.92 | 28.04 | 46.04 | 5 | 1.6 | 14.4 | -2.2 | 7.8
6748 | 10 | 9 | 4 | 41 | 34.88 | 57.02 | 26.96 | 44.96 | 5 | 1.6 | 13.9 | -2.8 | 7.2
6749 | 10 | 9 | 5 | 41 | 34.88 | 55.94 | 24.08 | 44.96 | 5 | 1.6 | 13.3 | -4.4 | 7.2
6750 | 10 | 9 | 6 | 41 | 35.96 | 57.02 | 26.06 | 44.96 | 5 | 2.2 | 13.9 | -3.3 | 7.2
6751 | 10 | 9 | 7 | 42.8 | 35.96 | 59 | 26.96 | 46.04 | 6 | 2.2 | 15 | -2.8 | 7.8
6752 | 10 | 9 | 8 | 46.4 | 38.84 | 64.04 | 28.04 | 48.92 | 8 | 3.8 | 17.8 | -2.2 | 9.4
6753 | 10 | 9 | 9 | 53.6 | 41 | 66.92 | 33.08 | 53.06 | 12 | 5 | 19.4 | 0.6 | 11.7
6754 | 10 | 9 | 10 | 59 | 46.94 | 69.08 | 35.06 | 57.02 | 15 | 8.3 | 20.6 | 1.7 | 13.9
6755 | 10 | 9 | 11 | 64.4 | 50 | 73.04 | 37.94 | 62.06 | 18 | 10 | 22.8 | 3.3 | 16.7
6756 | 10 | 9 | 12 | 68 | 60.98 | 77 | 39.02 | 64.04 | 20 | 16.1 | 25 | 3.9 | 17.8
6757 | 10 | 9 | 13 | 71.6 | 64.94 | 80.96 | 42.08 | 69.08 | 22 | 18.3 | 27.2 | 5.6 | 20.6
6758 | 10 | 9 | 14 | 71.6 | 65.84 | 82.04 | 41 | 71.06 | 22 | 18.8 | 27.8 | 5 | 21.7
6759 | 10 | 9 | 15 | 71.6 | 65.84 | 82.94 | 39.92 | 73.04 | 22 | 18.8 | 28.3 | 4.4 | 22.8
6760 | 10 | 9 | 16 | 71.6 | 61.88 | 82.94 | 42.08 | 75.02 | 22 | 16.6 | 28.3 | 5.6 | 23.9
6761 | 10 | 9 | 17 | 69.8 | 59.9 | 80.96 | 42.08 | 73.04 | 21 | 15.5 | 27.2 | 5.6 | 22.8
6762 | 10 | 9 | 18 | 64.4 | 56.84 | 78.08 | 37.04 | 71.96 | 18 | 13.8 | 25.6 | 2.8 | 22.2
6763 | 10 | 9 | 19 | 60.8 | 50.9 | 73.94 | 35.96 | 64.04 | 16 | 10.5 | 23.3 | 2.2 | 17.8
6764 | 10 | 9 | 20 | 55.4 | 45.86 | 73.04 | 33.98 | 62.96 | 13 | 7.7 | 22.8 | 1.1 | 17.2
6765 | 10 | 9 | 21 | 57.2 | 41 | 73.94 | 33.98 | 64.94 | 14 | 5 | 23.3 | 1.1 | 18.3
6766 | 10 | 9 | 22 | 53.6 | 42.98 | 69.08 | 33.98 | 62.96 | 12 | 6.1 | 20.6 | 1.1 | 17.2
6767 | 10 | 9 | 23 | 50 | 39.92 | 68 | 33.08 | 60.08 | 10 | 4.4 | 20 | 0.6 | 15.6
6768 | 10 | 9 | 24 | 50 | 41 | 66.02 | 33.98 | 62.96 | 10 | 5 | 18.9 | 1.1 | 17.2
6769 | 10 | 10 | 1 | 48.2 | 37.94 | 64.94 | 33.08 | 60.08 | 9 | 3.3 | 18.3 | 0.6 | 15.6
6770 | 10 | 10 | 2 | 46.4 | 39.92 | 64.04 | 32 | 59 | 8 | 4.4 | 17.8 | 0 | 15
6771 | 10 | 10 | 3 | 46.4 | 35.96 | 64.94 | 30.02 | 59 | 8 | 2.2 | 18.3 | -1.1 | 15
6772 | 10 | 10 | 4 | 48.2 | 35.96 | 64.94 | 30.92 | 57.02 | 9 | 2.2 | 18.3 | -0.6 | 13.9
6773 | 10 | 10 | 5 | 48.2 | 34.88 | 64.94 | 28.04 | 57.02 | 9 | 1.6 | 18.3 | -2.2 | 13.9
6774 | 10 | 10 | 6 | 46.4 | 32.9 | 64.94 | 26.96 | 57.02 | 8 | 0.5 | 18.3 | -2.8 | 13.9
6775 | 10 | 10 | 7 | 50 | 39.92 | 68 | 30.02 | 57.02 | 10 | 4.4 | 20 | -1.1 | 13.9
6776 | 10 | 10 | 8 | 57.2 | 45.86 | 71.06 | 33.98 | 62.96 | 14 | 7.7 | 21.7 | 1.1 | 17.2
6777 | 10 | 10 | 9 | 64.4 | 56.84 | 75.02 | 39.92 | 68 | 18 | 13.8 | 23.9 | 4.4 | 20
6778 | 10 | 10 | 10 | 69.8 | 60.98 | 77 | 44.96 | 69.98 | 21 | 16.1 | 25 | 7.2 | 21.1
6779 | 10 | 10 | 11 | 73.4 | 68 | 78.98 | 48.02 | 73.94 | 23 | 20 | 26.1 | 8.9 | 23.3
6780 | 10 | 10 | 12 | 73.4 | 72.86 | 80.96 | 51.98 | 78.08 | 23 | 22.7 | 27.2 | 11.1 | 25.6
6781 | 10 | 10 | 13 | 75.2 | 73.94 | 82.04 | 53.96 | 80.06 | 24 | 23.3 | 27.8 | 12.2 | 26.7
6782 | 10 | 10 | 14 | 77 | 73.94 | 82.94 | 53.96 | 80.96 | 25 | 23.3 | 28.3 | 12.2 | 27.2
6783 | 10 | 10 | 15 | 77 | 73.94 | 82.04 | 55.94 | 80.96 | 25 | 23.3 | 27.8 | 13.3 | 27.2
6784 | 10 | 10 | 16 | 77 | 73.94 | 80.06 | 55.94 | 80.06 | 25 | 23.3 | 26.7 | 13.3 | 26.7
6785 | 10 | 10 | 17 | 77 | 68.9 | 77 | 53.06 | 78.08 | 25 | 20.5 | 25 | 11.7 | 25.6
6786 | 10 | 10 | 18 | 66.2 | 62.96 | 73.94 | 50 | 75.02 | 19 | 17.2 | 23.3 | 10 | 23.9
6787 | 10 | 10 | 19 | 64.4 | 54.86 | 71.96 | 46.04 | 71.06 | 18 | 12.7 | 22.2 | 7.8 | 21.7
6788 | 10 | 10 | 20 | 59 | 47.84 | 69.98 | 44.06 | 68 | 15 | 8.8 | 21.1 | 6.7 | 20
6789 | 10 | 10 | 21 | 57.2 | 44.96 | 66.92 | 41 | 68 | 14 | 7.2 | 19.4 | 5 | 20
6790 | 10 | 10 | 22 | 55.4 | 42.98 | 62.96 | 42.08 | 68 | 13 | 6.1 | 17.2 | 5.6 | 20
6791 | 10 | 10 | 23 | 57.2 | 41.9 | 60.98 | 41 | 64.94 | 14 | 5.5 | 16.1 | 5 | 18.3
6792 | 10 | 10 | 24 | 55.4 | 41 | 60.08 | 39.02 | 64.94 | 13 | 5 | 15.6 | 3.9 | 18.3
6793 | 10 | 11 | 1 | 55.4 | 41 | 59 | 35.96 | 62.96 | 13 | 5 | 15 | 2.2 | 17.2
6794 | 10 | 11 | 2 | 53.6 | 38.84 | 57.92 | 33.08 | 64.94 | 12 | 3.8 | 14.4 | 0.6 | 18.3
6795 | 10 | 11 | 3 | 51.8 | 37.94 | 57.02 | 33.98 | 64.04 | 11 | 3.3 | 13.9 | 1.1 | 17.8
6796 | 10 | 11 | 4 | 53.6 | 34.88 | 55.94 | 33.08 | 62.96 | 12 | 1.6 | 13.3 | 0.6 | 17.2
6797 | 10 | 11 | 5 | 50 | 33.98 | 55.94 | 32 | 64.04 | 10 | 1.1 | 13.3 | 0 | 17.8
6798 | 10 | 11 | 6 | 51.8 | 33.98 | 55.04 | 30.92 | 64.04 | 11 | 1.1 | 12.8 | -0.6 | 17.8
6799 | 10 | 11 | 7 | 55.4 | 36.86 | 53.96 | 32 | 64.04 | 13 | 2.7 | 12.2 | 0 | 17.8
6800 | 10 | 11 | 8 | 62.6 | 45.86 | 55.94 | 37.04 | 66.92 | 17 | 7.7 | 13.3 | 2.8 | 19.4
6801 | 10 | 11 | 9 | 68.36 | 55.94 | 55.94 | 44.06 | 69.08 | 20.2 | 13.3 | 13.3 | 6.7 | 20.6
6802 | 10 | 11 | 10 | 73.4 | 63.86 | 59 | 53.06 | 71.96 | 23 | 17.7 | 15 | 11.7 | 22.2
6803 | 10 | 11 | 11 | 75.2 | 70.88 | 60.08 | 57.02 | 75.02 | 24 | 21.6 | 15.6 | 13.9 | 23.9
6804 | 10 | 11 | 12 | 77 | 77 | 62.06 | 62.06 | 77 | 25 | 25 | 16.7 | 16.7 | 25
6805 | 10 | 11 | 13 | 78.8 | 80.96 | 64.04 | 64.94 | 80.06 | 26 | 27.2 | 17.8 | 18.3 | 26.7
6806 | 10 | 11 | 14 | 80.6 | 81.86 | 64.04 | 62.96 | 80.06 | 27 | 27.7 | 17.8 | 17.2 | 26.7
6807 | 10 | 11 | 15 | 78.8 | 81.86 | 62.96 | 64.94 | 80.06 | 26 | 27.7 | 17.2 | 18.3 | 26.7
6808 | 10 | 11 | 16 | 75.2 | 80.96 | 57.92 | 62.96 | 78.98 | 24 | 27.2 | 14.4 | 17.2 | 26.1
6809 | 10 | 11 | 17 | 71.6 | 75.92 | 60.08 | 62.06 | 77 | 22 | 24.4 | 15.6 | 16.7 | 25
6810 | 10 | 11 | 18 | 60.8 | 64.94 | 59 | 59 | 75.02 | 16 | 18.3 | 15 | 15 | 23.9
6811 | 10 | 11 | 19 | 53.6 | 56.84 | 59 | 57.92 | 69.98 | 12 | 13.8 | 15 | 14.4 | 21.1
6812 | 10 | 11 | 20 | 51.8 | 51.98 | 59 | 57.92 | 62.96 | 11 | 11.1 | 15 | 14.4 | 17.2
6813 | 10 | 11 | 21 | 50 | 51.98 | 59 | 55.04 | 57.92 | 10 | 11.1 | 15 | 12.8 | 14.4
6814 | 10 | 11 | 22 | 46.4 | 45.86 | 57.92 | 51.08 | 51.08 | 8 | 7.7 | 14.4 | 10.6 | 10.6
6815 | 10 | 11 | 23 | 44.6 | 45.86 | 55.94 | 48.92 | 48.02 | 7 | 7.7 | 13.3 | 9.4 | 8.9
6816 | 10 | 11 | 24 | 44.6 | 44.96 | 55.04 | 48.02 | 46.04 | 7 | 7.2 | 12.8 | 8.9 | 7.8
6817 | 10 | 12 | 1 | 42.8 | 43.88 | 55.04 | 39.92 | 46.04 | 6 | 6.6 | 12.8 | 4.4 | 7.8
6818 | 10 | 12 | 2 | 39.2 | 43.88 | 53.96 | 39.02 | 44.06 | 4 | 6.6 | 12.2 | 3.9 | 6.7
6819 | 10 | 12 | 3 | 37.4 | 43.88 | 53.96 | 37.94 | 44.06 | 3 | 6.6 | 12.2 | 3.3 | 6.7
6820 | 10 | 12 | 4 | 33.8 | 41.9 | 53.06 | 37.04 | 42.98 | 1 | 5.5 | 11.7 | 2.8 | 6.1
6821 | 10 | 12 | 5 | 30.2 | 41.9 | 53.06 | 35.96 | 44.06 | -1 | 5.5 | 11.7 | 2.2 | 6.7
6822 | 10 | 12 | 6 | 32 | 41 | 51.98 | 35.96 | 44.06 | 0 | 5 | 11.1 | 2.2 | 6.7
6823 | 10 | 12 | 7 | 33.8 | 41 | 53.96 | 37.04 | 42.98 | 1 | 5 | 12.2 | 2.8 | 6.1
6824 | 10 | 12 | 8 | 33.8 | 47.84 | 57.02 | 46.04 | 41 | 1 | 8.8 | 13.9 | 7.8 | 5
6825 | 10 | 12 | 9 | 35.6 | 55.94 | 57.92 | 51.08 | 41 | 2 | 13.3 | 14.4 | 10.6 | 5
6826 | 10 | 12 | 10 | 39.2 | 59 | 60.08 | 51.98 | 44.96 | 4 | 15 | 15.6 | 11.1 | 7.2
6827 | 10 | 12 | 11 | 41 | 75.92 | 62.06 | 53.06 | 48.02 | 5 | 24.4 | 16.7 | 11.7 | 8.9
6828 | 10 | 12 | 12 | 44.6 | 83.84 | 62.96 | 55.04 | 50 | 7 | 28.8 | 17.2 | 12.8 | 10
6829 | 10 | 12 | 13 | 48.2 | 81.86 | 64.04 | 53.96 | 51.08 | 9 | 27.7 | 17.8 | 12.2 | 10.6
6830 | 10 | 12 | 14 | 48.2 | 78.98 | 66.02 | 55.04 | 53.96 | 9 | 26.1 | 18.9 | 12.8 | 12.2
6831 | 10 | 12 | 15 | 50 | 73.94 | 66.92 | 55.94 | 53.96 | 10 | 23.3 | 19.4 | 13.3 | 12.2
6832 | 10 | 12 | 16 | 51.8 | 74.84 | 66.02 | 55.04 | 53.96 | 11 | 23.8 | 18.9 | 12.8 | 12.2
6833 | 10 | 12 | 17 | 50 | 60.98 | 66.02 | 53.06 | 51.98 | 10 | 16.1 | 18.9 | 11.7 | 11.1
6834 | 10 | 12 | 18 | 46.4 | 59.9 | 64.94 | 50 | 48.92 | 8 | 15.5 | 18.3 | 10 | 9.4
6835 | 10 | 12 | 19 | 42.8 | 55.94 | 64.94 | 48.02 | 48.02 | 6 | 13.3 | 18.3 | 8.9 | 8.9
6836 | 10 | 12 | 20 | 41 | 55.94 | 62.96 | 46.94 | 46.94 | 5 | 13.3 | 17.2 | 8.3 | 8.3
6837 | 10 | 12 | 21 | 41 | 56.84 | 60.98 | 42.98 | 44.96 | 5 | 13.8 | 16.1 | 6.1 | 7.2
6838 | 10 | 12 | 22 | 39.2 | 53.96 | 60.98 | 44.06 | 42.98 | 4 | 12.2 | 16.1 | 6.7 | 6.1
6839 | 10 | 12 | 23 | 39.2 | 45.86 | 60.98 | 37.04 | 42.08 | 4 | 7.7 | 16.1 | 2.8 | 5.6
6840 | 10 | 12 | 24 | 37.4 | 43.88 | 59 | 35.06 | 42.08 | 3 | 6.6 | 15 | 1.7 | 5.6
6841 | 10 | 13 | 1 | 35.6 | 43.88 | 57.92 | 35.06 | 39.02 | 2 | 6.6 | 14.4 | 1.7 | 3.9
6842 | 10 | 13 | 2 | 33.8 | 42.98 | 55.94 | 33.98 | 39.02 | 1 | 6.1 | 13.3 | 1.1 | 3.9
6843 | 10 | 13 | 3 | 32 | 41 | 55.04 | 30.92 | 37.04 | 0 | 5 | 12.8 | -0.6 | 2.8
6844 | 10 | 13 | 4 | 33.8 | 37.94 | 55.94 | 30.92 | 37.04 | 1 | 3.3 | 13.3 | -0.6 | 2.8
6845 | 10 | 13 | 5 | 33.8 | 38.84 | 55.04 | 28.94 | 37.04 | 1 | 3.8 | 12.8 | -1.7 | 2.8
6846 | 10 | 13 | 6 | 33.8 | 41 | 53.96 | 28.04 | 35.96 | 1 | 5 | 12.2 | -2.2 | 2.2
6847 | 10 | 13 | 7 | 37.4 | 41.9 | 55.04 | 28.04 | 37.04 | 3 | 5.5 | 12.8 | -2.2 | 2.8
6848 | 10 | 13 | 8 | 44.6 | 44.96 | 59 | 35.96 | 42.08 | 7 | 7.2 | 15 | 2.2 | 5.6
6849 | 10 | 13 | 9 | 50 | 48.92 | 62.96 | 44.06 | 44.06 | 10 | 9.4 | 17.2 | 6.7 | 6.7
6850 | 10 | 13 | 10 | 53.6 | 51.98 | 64.04 | 48.92 | 48.02 | 12 | 11.1 | 17.8 | 9.4 | 8.9
6851 | 10 | 13 | 11 | 57.2 | 55.94 | 64.94 | 50 | 51.08 | 14 | 13.3 | 18.3 | 10 | 10.6
6852 | 10 | 13 | 12 | 60.8 | 57.92 | 66.92 | 51.98 | 51.98 | 16 | 14.4 | 19.4 | 11.1 | 11.1
6853 | 10 | 13 | 13 | 62.6 | 59 | 69.98 | 53.06 | 55.04 | 17 | 15 | 21.1 | 11.7 | 12.8
6854 | 10 | 13 | 14 | 66.2 | 59.9 | 69.98 | 53.96 | 57.92 | 19 | 15.5 | 21.1 | 12.2 | 14.4
6855 | 10 | 13 | 15 | 66.2 | 59.9 | 71.06 | 55.04 | 60.08 | 19 | 15.5 | 21.7 | 12.8 | 15.6
6856 | 10 | 13 | 16 | 66.2 | 59.9 | 73.04 | 55.04 | 60.98 | 19 | 15.5 | 22.8 | 12.8 | 16.1
6857 | 10 | 13 | 17 | 64.4 | 54.86 | 71.96 | 51.98 | 60.08 | 18 | 12.7 | 22.2 | 11.1 | 15.6
6858 | 10 | 13 | 18 | 59 | 50 | 71.06 | 48.02 | 57.92 | 15 | 10 | 21.7 | 8.9 | 14.4
6859 | 10 | 13 | 19 | 53.6 | 47.84 | 64.04 | 39.92 | 55.04 | 12 | 8.8 | 17.8 | 4.4 | 12.8
6860 | 10 | 13 | 20 | 50 | 41 | 62.06 | 37.04 | 53.06 | 10 | 5 | 16.7 | 2.8 | 11.7
6861 | 10 | 13 | 21 | 48.2 | 38.84 | 60.08 | 39.02 | 51.98 | 9 | 3.8 | 15.6 | 3.9 | 11.1
6862 | 10 | 13 | 22 | 46.4 | 33.98 | 57.02 | 35.96 | 51.08 | 8 | 1.1 | 13.9 | 2.2 | 10.6
6863 | 10 | 13 | 23 | 46.4 | 30.92 | 60.08 | 33.98 | 50 | 8 | -0.6 | 15.6 | 1.1 | 10
6864 | 10 | 13 | 24 | 46.4 | 29.84 | 57.02 | 30.02 | 48.92 | 8 | -1.2 | 13.9 | -1.1 | 9.4
6865 | 10 | 14 | 1 | 46.4 | 27.86 | 55.04 | 30.02 | 46.04 | 8 | -2.3 | 12.8 | -1.1 | 7.8
6866 | 10 | 14 | 2 | 44.6 | 26.96 | 55.04 | 26.96 | 44.06 | 7 | -2.8 | 12.8 | -2.8 | 6.7
6867 | 10 | 14 | 3 | 42.8 | 26.96 | 53.96 | 26.06 | 44.06 | 6 | -2.8 | 12.2 | -3.3 | 6.7
6868 | 10 | 14 | 4 | 44.6 | 25.88 | 50 | 26.06 | 39.92 | 7 | -3.4 | 10 | -3.3 | 4.4
6869 | 10 | 14 | 5 | 42.8 | 26.96 | 53.96 | 24.08 | 42.08 | 6 | -2.8 | 12.2 | -4.4 | 5.6
6870 | 10 | 14 | 6 | 42.8 | 28.94 | 53.06 | 23 | 41 | 6 | -1.7 | 11.7 | -5 | 5
6871 | 10 | 14 | 7 | 46.4 | 32.9 | 53.96 | 24.08 | 42.08 | 8 | 0.5 | 12.2 | -4.4 | 5.6
6872 | 10 | 14 | 8 | 57.2 | 37.94 | 60.98 | 32 | 46.04 | 14 | 3.3 | 16.1 | 0 | 7.8
6873 | 10 | 14 | 9 | 51.8 | 44.96 | 64.94 | 41 | 50 | 11 | 7.2 | 18.3 | 5 | 10
6874 | 10 | 14 | 10 | 53.6 | 50 | 66.92 | 46.04 | 55.04 | 12 | 10 | 19.4 | 7.8 | 12.8
6875 | 10 | 14 | 11 | 57.2 | 55.94 | 71.96 | 51.98 | 59 | 14 | 13.3 | 22.2 | 11.1 | 15
6876 | 10 | 14 | 12 | 57.2 | 62.96 | 75.02 | 55.94 | 60.98 | 14 | 17.2 | 23.9 | 13.3 | 16.1
6877 | 10 | 14 | 13 | 59 | 64.94 | 78.08 | 60.08 | 64.04 | 15 | 18.3 | 25.6 | 15.6 | 17.8
6878 | 10 | 14 | 14 | 59 | 68 | 78.98 | 62.96 | 66.02 | 15 | 20 | 26.1 | 17.2 | 18.9
6879 | 10 | 14 | 15 | 60.8 | 68.9 | 78.98 | 62.96 | 66.92 | 16 | 20.5 | 26.1 | 17.2 | 19.4
6880 | 10 | 14 | 16 | 59 | 68 | 78.98 | 62.96 | 68 | 15 | 20 | 26.1 | 17.2 | 20
6881 | 10 | 14 | 17 | 53.6 | 65.84 | 78.08 | 60.08 | 66.92 | 12 | 18.8 | 25.6 | 15.6 | 19.4
6882 | 10 | 14 | 18 | 50 | 57.92 | 73.04 | 53.06 | 62.96 | 10 | 14.4 | 22.8 | 11.7 | 17.2
6883 | 10 | 14 | 19 | 44.6 | 50 | 66.92 | 51.08 | 55.94 | 7 | 10 | 19.4 | 10.6 | 13.3
6884 | 10 | 14 | 20 | 42.8 | 48.92 | 64.94 | 42.08 | 53.06 | 6 | 9.4 | 18.3 | 5.6 | 11.7
6885 | 10 | 14 | 21 | 42.8 | 45.86 | 64.04 | 42.98 | 53.96 | 6 | 7.7 | 17.8 | 6.1 | 12.2
6886 | 10 | 14 | 22 | 41 | 41 | 60.98 | 42.08 | 53.06 | 5 | 5 | 16.1 | 5.6 | 11.7
6887 | 10 | 14 | 23 | 41 | 38.84 | 60.08 | 35.06 | 51.08 | 5 | 3.8 | 15.6 | 1.7 | 10.6
6888 | 10 | 14 | 24 | 39.2 | 38.84 | 59 | 32 | 46.04 | 4 | 3.8 | 15 | 0 | 7.8
6889 | 10 | 15 | 1 | 37.4 | 35.96 | 59 | 33.08 | 50 | 3 | 2.2 | 15 | 0.6 | 10
6890 | 10 | 15 | 2 | 39.2 | 36.86 | 57.92 | 30.02 | 46.94 | 4 | 2.7 | 14.4 | -1.1 | 8.3
6891 | 10 | 15 | 3 | 33.8 | 34.88 | 55.94 | 28.94 | 46.04 | 1 | 1.6 | 13.3 | -1.7 | 7.8
6892 | 10 | 15 | 4 | 37.4 | 34.88 | 55.04 | 28.04 | 42.98 | 3 | 1.6 | 12.8 | -2.2 | 6.1
6893 | 10 | 15 | 5 | 32 | 30.92 | 53.96 | 26.96 | 42.98 | 0 | -0.6 | 12.2 | -2.8 | 6.1
6894 | 10 | 15 | 6 | 30.2 | 32 | 55.04 | 26.96 | 42.98 | -1 | 0 | 12.8 | -2.8 | 6.1
6895 | 10 | 15 | 7 | 33.8 | 35.96 | 57.02 | 28.04 | 42.08 | 1 | 2.2 | 13.9 | -2.2 | 5.6
6896 | 10 | 15 | 8 | 39.2 | 43.88 | 62.96 | 37.04 | 48.02 | 4 | 6.6 | 17.2 | 2.8 | 8.9
6897 | 10 | 15 | 9 | 41 | 50 | 71.06 | 44.06 | 51.98 | 5 | 10 | 21.7 | 6.7 | 11.1
6898 | 10 | 15 | 10 | 44.6 | 59 | 73.04 | 48.92 | 57.02 | 7 | 15 | 22.8 | 9.4 | 13.9
6899 | 10 | 15 | 11 | 50 | 68 | 75.92 | 55.94 | 60.08 | 10 | 20 | 24.4 | 13.3 | 15.6
6900 | 10 | 15 | 12 | 51.8 | 73.94 | 78.08 | 62.06 | 62.06 | 11 | 23.3 | 25.6 | 16.7 | 16.7
6901 | 10 | 15 | 13 | 55.4 | 77 | 80.96 | 68 | 66.02 | 13 | 25 | 27.2 | 20 | 18.9
6902 | 10 | 15 | 14 | 57.2 | 78.98 | 82.94 | 69.08 | 68 | 14 | 26.1 | 28.3 | 20.6 | 20
6903 | 10 | 15 | 15 | 59 | 79.88 | 82.94 | 69.08 | 69.98 | 15 | 26.6 | 28.3 | 20.6 | 21.1
6904 | 10 | 15 | 16 | 59 | 77 | 82.94 | 66.92 | 69.08 | 15 | 25 | 28.3 | 19.4 | 20.6
6905 | 10 | 15 | 17 | 57.2 | 70.88 | 80.96 | 62.96 | 69.08 | 14 | 21.6 | 27.2 | 17.2 | 20.6
6906 | 10 | 15 | 18 | 50 | 60.98 | 73.04 | 57.92 | 66.92 | 10 | 16.1 | 22.8 | 14.4 | 19.4
6907 | 10 | 15 | 19 | 46.4 | 57.92 | 69.08 | 51.08 | 62.06 | 8 | 14.4 | 20.6 | 10.6 | 16.7
6908 | 10 | 15 | 20 | 44.6 | 50.9 | 69.08 | 46.04 | 62.96 | 7 | 10.5 | 20.6 | 7.8 | 17.2
6909 | 10 | 15 | 21 | 44.6 | 43.88 | 64.04 | 44.96 | 60.08 | 7 | 6.6 | 17.8 | 7.2 | 15.6
6910 | 10 | 15 | 22 | 39.2 | 44.96 | 64.04 | 42.08 | 60.08 | 4 | 7.2 | 17.8 | 5.6 | 15.6
6911 | 10 | 15 | 23 | 41 | 42.98 | 64.04 | 39.92 | 57.92 | 5 | 6.1 | 17.8 | 4.4 | 14.4
6912 | 10 | 15 | 24 | 39.2 | 41.9 | 62.06 | 35.96 | 59 | 4 | 5.5 | 16.7 | 2.2 | 15
6913 | 10 | 16 | 1 | 42.8 | 39.92 | 62.96 | 35.96 | 57.92 | 6 | 4.4 | 17.2 | 2.2 | 14.4
6914 | 10 | 16 | 2 | 39.2 | 38.84 | 59 | 33.08 | 57.02 | 4 | 3.8 | 15 | 0.6 | 13.9
6915 | 10 | 16 | 3 | 37.4 | 36.86 | 59 | 30.92 | 57.02 | 3 | 2.7 | 15 | -0.6 | 13.9
6916 | 10 | 16 | 4 | 37.4 | 36.86 | 57.02 | 30.02 | 55.94 | 3 | 2.7 | 13.9 | -1.1 | 13.3
6917 | 10 | 16 | 5 | 33.8 | 35.96 | 57.02 | 28.94 | 55.94 | 1 | 2.2 | 13.9 | -1.7 | 13.3
6918 | 10 | 16 | 6 | 33.8 | 35.96 | 57.02 | 28.94 | 53.96 | 1 | 2.2 | 13.9 | -1.7 | 12.2
6919 | 10 | 16 | 7 | 39.2 | 37.94 | 60.08 | 28.04 | 55.04 | 4 | 3.3 | 15.6 | -2.2 | 12.8
6920 | 10 | 16 | 8 | 46.4 | 42.98 | 66.92 | 37.94 | 57.92 | 8 | 6.1 | 19.4 | 3.3 | 14.4
6921 | 10 | 16 | 9 | 48.2 | 53.96 | 71.96 | 46.04 | 57.92 | 9 | 12.2 | 22.2 | 7.8 | 14.4
6922 | 10 | 16 | 10 | 50 | 62.96 | 75.92 | 53.96 | 62.06 | 10 | 17.2 | 24.4 | 12.2 | 16.7
6923 | 10 | 16 | 11 | 51.8 | 68 | 78.98 | 59 | 64.04 | 11 | 20 | 26.1 | 15 | 17.8
6924 | 10 | 16 | 12 | 51.8 | 77 | 80.96 | 64.04 | 64.94 | 11 | 25 | 27.2 | 17.8 | 18.3
6925 | 10 | 16 | 13 | 51.8 | 77.9 | 82.04 | 71.96 | 66.92 | 11 | 25.5 | 27.8 | 22.2 | 19.4
6926 | 10 | 16 | 14 | 53.6 | 78.98 | 82.94 | 71.96 | 68 | 12 | 26.1 | 28.3 | 22.2 | 20
6927 | 10 | 16 | 15 | 55.4 | 78.98 | 84.02 | 75.02 | 68 | 13 | 26.1 | 28.9 | 23.9 | 20
6928 | 10 | 16 | 16 | 53.6 | 77.9 | 82.94 | 71.96 | 69.08 | 12 | 25.5 | 28.3 | 22.2 | 20.6
6929 | 10 | 16 | 17 | 51.8 | 71.96 | 80.96 | 68 | 68 | 11 | 22.2 | 27.2 | 20 | 20
6930 | 10 | 16 | 18 | 46.4 | 63.86 | 77 | 62.06 | 66.02 | 8 | 17.7 | 25 | 16.7 | 18.9
6931 | 10 | 16 | 19 | 42.8 | 57.92 | 69.98 | 55.04 | 62.96 | 6 | 14.4 | 21.1 | 12.8 | 17.2
6932 | 10 | 16 | 20 | 41 | 53.96 | 69.08 | 53.06 | 55.94 | 5 | 12.2 | 20.6 | 11.7 | 13.3
6933 | 10 | 16 | 21 | 35.6 | 50 | 66.92 | 48.02 | 53.96 | 2 | 10 | 19.4 | 8.9 | 12.2
6934 | 10 | 16 | 22 | 35.6 | 46.58 | 62.96 | 44.06 | 55.94 | 2 | 8.1 | 17.2 | 6.7 | 13.3
6935 | 10 | 16 | 23 | 33.8 | 42.98 | 62.96 | 42.98 | 55.04 | 1 | 6.1 | 17.2 | 6.1 | 12.8
6936 | 10 | 16 | 24 | 33.8 | 47.84 | 60.98 | 42.98 | 51.08 | 1 | 8.8 | 16.1 | 6.1 | 10.6
6937 | 10 | 17 | 1 | 33.8 | 43.88 | 60.98 | 39.02 | 46.94 | 1 | 6.6 | 16.1 | 3.9 | 8.3
6938 | 10 | 17 | 2 | 33.8 | 54.86 | 59 | 37.04 | 50 | 1 | 12.7 | 15 | 2.8 | 10
6939 | 10 | 17 | 3 | 35.6 | 52.88 | 59 | 35.96 | 46.04 | 2 | 11.6 | 15 | 2.2 | 7.8
6940 | 10 | 17 | 4 | 32 | 51.98 | 57.02 | 33.98 | 46.94 | 0 | 11.1 | 13.9 | 1.1 | 8.3
6941 | 10 | 17 | 5 | 33.8 | 50.9 | 57.02 | 33.98 | 46.04 | 1 | 10.5 | 13.9 | 1.1 | 7.8
6942 | 10 | 17 | 6 | 33.8 | 45.86 | 57.02 | 32 | 46.04 | 1 | 7.7 | 13.9 | 0 | 7.8
6943 | 10 | 17 | 7 | 33.8 | 46.94 | 59 | 32 | 46.94 | 1 | 8.3 | 15 | 0 | 8.3
6944 | 10 | 17 | 8 | 39.2 | 50.9 | 64.04 | 41 | 50 | 4 | 10.5 | 17.8 | 5 | 10
6945 | 10 | 17 | 9 | 45.86 | 53.96 | 71.06 | 48.92 | 55.04 | 7.7 | 12.2 | 21.7 | 9.4 | 12.8
6946 | 10 | 17 | 10 | 51.8 | 59 | 73.94 | 55.94 | 59 | 11 | 15 | 23.3 | 13.3 | 15
6947 | 10 | 17 | 11 | 57.2 | 61.88 | 77 | 60.98 | 62.06 | 14 | 16.6 | 25 | 16.1 | 16.7
6948 | 10 | 17 | 12 | 64.4 | 62.96 | 78.98 | 60.98 | 64.94 | 18 | 17.2 | 26.1 | 16.1 | 18.3
6949 | 10 | 17 | 13 | 66.2 | 63.86 | 80.06 | 68 | 66.92 | 19 | 17.7 | 26.7 | 20 | 19.4
6950 | 10 | 17 | 14 | 68 | 65.84 | 82.04 | 69.98 | 69.98 | 20 | 18.8 | 27.8 | 21.1 | 21.1
6951 | 10 | 17 | 15 | 68 | 66.92 | 84.02 | 71.06 | 69.98 | 20 | 19.4 | 28.9 | 21.7 | 21.1
6952 | 10 | 17 | 16 | 69.8 | 66.92 | 84.02 | 69.98 | 71.06 | 21 | 19.4 | 28.9 | 21.1 | 21.7
6953 | 10 | 17 | 17 | 66.2 | 60.98 | 82.04 | 64.94 | 69.98 | 19 | 16.1 | 27.8 | 18.3 | 21.1
6954 | 10 | 17 | 18 | 59 | 52.88 | 78.98 | 60.08 | 64.04 | 15 | 11.6 | 26.1 | 15.6 | 17.8
6955 | 10 | 17 | 19 | 54.14 | 48.92 | 71.96 | 57.02 | 57.02 | 12.3 | 9.4 | 22.2 | 13.9 | 13.9
6956 | 10 | 17 | 20 | 50 | 47.84 | 66.02 | 48.02 | 57.92 | 10 | 8.8 | 18.9 | 8.9 | 14.4
6957 | 10 | 17 | 21 | 50 | 45.86 | 68 | 48.92 | 55.04 | 10 | 7.7 | 20 | 9.4 | 12.8
6958 | 10 | 17 | 22 | 50 | 44.96 | 64.94 | 48.02 | 57.02 | 10 | 7.2 | 18.3 | 8.9 | 13.9
6959 | 10 | 17 | 23 | 44.6 | 39.92 | 64.04 | 42.98 | 55.04 | 7 | 4.4 | 17.8 | 6.1 | 12.8
6960 | 10 | 17 | 24 | 44.6 | 38.84 | 62.96 | 39.02 | 53.06 | 7 | 3.8 | 17.2 | 3.9 | 11.7
6961 | 10 | 18 | 1 | 41 | 36.86 | 60.98 | 39.02 | 51.08 | 5 | 2.7 | 16.1 | 3.9 | 10.6
6962 | 10 | 18 | 2 | 41 | 35.96 | 60.08 | 37.04 | 48.92 | 5 | 2.2 | 15.6 | 2.8 | 9.4
6963 | 10 | 18 | 3 | 41 | 34.88 | 57.92 | 35.06 | 48.92 | 5 | 1.6 | 14.4 | 1.7 | 9.4
6964 | 10 | 18 | 4 | 42.8 | 32.9 | 57.02 | 33.98 | 46.94 | 6 | 0.5 | 13.9 | 1.1 | 8.3
6965 | 10 | 18 | 5 | 41 | 32.9 | 57.02 | 33.08 | 48.02 | 5 | 0.5 | 13.9 | 0.6 | 8.9
6966 | 10 | 18 | 6 | 41 | 32 | 55.04 | 30.92 | 44.06 | 5 | 0 | 12.8 | -0.6 | 6.7
6967 | 10 | 18 | 7 | 44.6 | 33.98 | 57.92 | 33.98 | 46.04 | 7 | 1.1 | 14.4 | 1.1 | 7.8
6968 | 10 | 18 | 8 | 51.8 | 42.98 | 66.02 | 42.08 | 51.08 | 11 | 6.1 | 18.9 | 5.6 | 10.6
6969 | 10 | 18 | 9 | 59 | 50.9 | 69.08 | 50 | 53.06 | 15 | 10.5 | 20.6 | 10 | 11.7
6970 | 10 | 18 | 10 | 64.4 | 63.86 | 73.04 | 53.96 | 60.08 | 18 | 17.7 | 22.8 | 12.2 | 15.6
6971 | 10 | 18 | 11 | 66.2 | 66.92 | 75.92 | 62.06 | 62.96 | 19 | 19.4 | 24.4 | 16.7 | 17.2
6972 | 10 | 18 | 12 | 68 | 70.88 | 78.98 | 66.92 | 68 | 20 | 21.6 | 26.1 | 19.4 | 20
6973 | 10 | 18 | 13 | 66.2 | 73.94 | 80.96 | 69.98 | 69.98 | 19 | 23.3 | 27.2 | 21.1 | 21.1
6974 | 10 | 18 | 14 | 68 | 77.9 | 82.04 | 73.04 | 71.96 | 20 | 25.5 | 27.8 | 22.8 | 22.2
6975 | 10 | 18 | 15 | 68 | 77.9 | 82.94 | 73.94 | 73.04 | 20 | 25.5 | 28.3 | 23.3 | 22.8
6976 | 10 | 18 | 16 | 66.2 | 77.9 | 82.94 | 73.94 | 73.94 | 19 | 25.5 | 28.3 | 23.3 | 23.3
6977 | 10 | 18 | 17 | 64.4 | 71.96 | 80.96 | 71.96 | 73.04 | 18 | 22.2 | 27.2 | 22.2 | 22.8
6978 | 10 | 18 | 18 | 57.2 | 65.84 | 80.96 | 66.02 | 69.08 | 14 | 18.8 | 27.2 | 18.9 | 20.6
6979 | 10 | 18 | 19 | 53.6 | 62.96 | 69.98 | 64.94 | 66.02 | 12 | 17.2 | 21.1 | 18.3 | 18.9
6980 | 10 | 18 | 20 | 48.2 | 63.86 | 69.08 | 57.02 | 59 | 9 | 17.7 | 20.6 | 13.9 | 15
6981 | 10 | 18 | 21 | 46.4 | 60.98 | 66.02 | 50 | 62.06 | 8 | 16.1 | 18.9 | 10 | 16.7
6982 | 10 | 18 | 22 | 46.4 | 48.92 | 64.04 | 46.94 | 57.92 | 8 | 9.4 | 17.8 | 8.3 | 14.4
6983 | 10 | 18 | 23 | 44.6 | 44.96 | 64.04 | 46.04 | 57.02 | 7 | 7.2 | 17.8 | 7.8 | 13.9
6984 | 10 | 18 | 24 | 42.8 | 43.88 | 60.98 | 42.08 | 55.04 | 6 | 6.6 | 16.1 | 5.6 | 12.8
6985 | 10 | 19 | 1 | 41 | 42.98 | 62.06 | 42.98 | 55.04 | 5 | 6.1 | 16.7 | 6.1 | 12.8
6986 | 10 | 19 | 2 | 39.2 | 41 | 60.08 | 41 | 50 | 4 | 5 | 15.6 | 5 | 10
6987 | 10 | 19 | 3 | 35.6 | 41 | 57.92 | 37.04 | 48.92 | 2 | 5 | 14.4 | 2.8 | 9.4
6988 | 10 | 19 | 4 | 35.6 | 39.92 | 57.92 | 37.04 | 48.92 | 2 | 4.4 | 14.4 | 2.8 | 9.4
6989 | 10 | 19 | 5 | 35.6 | 41 | 55.94 | 35.06 | 42.08 | 2 | 5 | 13.3 | 1.7 | 5.6
6990 | 10 | 19 | 6 | 37.4 | 41.9 | 55.94 | 33.08 | 46.94 | 3 | 5.5 | 13.3 | 0.6 | 8.3
6991 | 10 | 19 | 7 | 39.2 | 41.9 | 57.92 | 32 | 46.94 | 4 | 5.5 | 14.4 | 0 | 8.3
6992 | 10 | 19 | 8 | 44.6 | 42.98 | 64.04 | 42.08 | 51.08 | 7 | 6.1 | 17.8 | 5.6 | 10.6
6993 | 10 | 19 | 9 | 48.2 | 47.84 | 69.08 | 48.02 | 55.94 | 9 | 8.8 | 20.6 | 8.9 | 13.3
6994 | 10 | 19 | 10 | 51.8 | 48.92 | 71.96 | 55.04 | 60.08 | 11 | 9.4 | 22.2 | 12.8 | 15.6
6995 | 10 | 19 | 11 | 53.6 | 50 | 73.94 | 62.96 | 64.04 | 12 | 10 | 23.3 | 17.2 | 17.8
6996 | 10 | 19 | 12 | 59 | 50.9 | 77 | 68 | 68 | 15 | 10.5 | 25 | 20 | 20
6997 | 10 | 19 | 13 | 62.6 | 53.96 | 80.06 | 71.96 | 69.98 | 17 | 12.2 | 26.7 | 22.2 | 21.1
6998 | 10 | 19 | 14 | 62.6 | 54.86 | 82.94 | 73.04 | 73.04 | 17 | 12.7 | 28.3 | 22.8 | 22.8
6999 | 10 | 19 | 15 | 62.6 | 56.84 | 84.02 | 69.08 | 73.04 | 17 | 13.8 | 28.9 | 20.6 | 22.8
7000 | 10 | 19 | 16 | 64.4 | 55.94 | 82.94 | 69.08 | 73.04 | 18 | 13.3 | 28.3 | 20.6 | 22.8
7001 | 10 | 19 | 17 | 60.8 | 51.98 | 80.06 | 66.02 | 71.06 | 16 | 11.1 | 26.7 | 18.9 | 21.7
7002 | 10 | 19 | 18 | 55.4 | 43.88 | 75.92 | 64.94 | 62.96 | 13 | 6.6 | 24.4 | 18.3 | 17.2
7003 | 10 | 19 | 19 | 50 | 41 | 71.96 | 60.98 | 64.04 | 10 | 5 | 22.2 | 16.1 | 17.8
7004 | 10 | 19 | 20 | 50 | 38.84 | 69.08 | 62.06 | 62.96 | 10 | 3.8 | 20.6 | 16.7 | 17.2
7005 | 10 | 19 | 21 | 48.2 | 34.88 | 68 | 59 | 60.08 | 9 | 1.6 | 20 | 15 | 15.6
7006 | 10 | 19 | 22 | 48.2 | 30.92 | 68 | 57.92 | 60.08 | 9 | -0.6 | 20 | 14.4 | 15.6
7007 | 10 | 19 | 23 | 46.4 | 30.92 | 66.92 | 57.92 | 57.92 | 8 | -0.6 | 19.4 | 14.4 | 14.4
7008 | 10 | 19 | 24 | 44.6 | 27.86 | 66.02 | 57.02 | 57.02 | 7 | -2.3 | 18.9 | 13.9 | 13.9
7009 | 10 | 20 | 1 | 44.6 | 23.9 | 66.92 | 53.96 | 55.94 | 7 | -4.5 | 19.4 | 12.2 | 13.3
7010 | 10 | 20 | 2 | 42.8 | 23.9 | 66.02 | 53.06 | 53.96 | 6 | -4.5 | 18.9 | 11.7 | 12.2
7011 | 10 | 20 | 3 | 41 | 21.92 | 64.94 | 57.02 | 53.06 | 5 | -5.6 | 18.3 | 13.9 | 11.7
7012 | 10 | 20 | 4 | 39.2 | 20.84 | 64.94 | 57.02 | 51.08 | 4 | -6.2 | 18.3 | 13.9 | 10.6
7013 | 10 | 20 | 5 | 39.2 | 21.92 | 64.94 | 55.94 | 50 | 4 | -5.6 | 18.3 | 13.3 | 10
7014 | 10 | 20 | 6 | 41 | 21.92 | 64.04 | 55.04 | 50 | 5 | -5.6 | 17.8 | 12.8 | 10
7015 | 10 | 20 | 7 | 42.8 | 21.92 | 64.04 | 51.08 | 50 | 6 | -5.6 | 17.8 | 10.6 | 10
7016 | 10 | 20 | 8 | 53.6 | 28.94 | 69.98 | 55.04 | 51.98 | 12 | -1.7 | 21.1 | 12.8 | 11.1
7017 | 10 | 20 | 9 | 60.8 | 34.88 | 73.04 | 60.98 | 53.96 | 16 | 1.6 | 22.8 | 16.1 | 12.2
7018 | 10 | 20 | 10 | 64.4 | 41.9 | 75.02 | 66.02 | 59 | 18 | 5.5 | 23.9 | 18.9 | 15
7019 | 10 | 20 | 11 | 66.2 | 52.88 | 75.92 | 68 | 60.08 | 19 | 11.6 | 24.4 | 20 | 15.6
7020 | 10 | 20 | 12 | 68 | 57.92 | 77 | 71.06 | 62.96 | 20 | 14.4 | 25 | 21.7 | 17.2
7021 | 10 | 20 | 13 | 68 | 62.96 | 78.98 | 69.08 | 64.94 | 20 | 17.2 | 26.1 | 20.6 | 18.3
7022 | 10 | 20 | 14 | 68 | 63.86 | 80.06 | 68 | 66.92 | 20 | 17.7 | 26.7 | 20 | 19.4
7023 | 10 | 20 | 15 | 66.2 | 65.84 | 80.06 | 69.98 | 68 | 19 | 18.8 | 26.7 | 21.1 | 20
7024 | 10 | 20 | 16 | 66.2 | 64.94 | 78.98 | 68 | 68 | 19 | 18.3 | 26.1 | 20 | 20
7025 | 10 | 20 | 17 | 62.6 | 57.92 | 75.92 | 64.04 | 66.02 | 17 | 14.4 | 24.4 | 17.8 | 18.9
7026 | 10 | 20 | 18 | 51.8 | 50.9 | 73.94 | 60.98 | 64.94 | 11 | 10.5 | 23.3 | 16.1 | 18.3
7027 | 10 | 20 | 19 | 48.2 | 42.98 | 69.98 | 59 | 62.06 | 9 | 6.1 | 21.1 | 15 | 16.7
7028 | 10 | 20 | 20 | 50 | 38.84 | 66.92 | 57.92 | 59 | 10 | 3.8 | 19.4 | 14.4 | 15
7029 | 10 | 20 | 21 | 50 | 35.96 | 66.02 | 60.08 | 57.92 | 10 | 2.2 | 18.9 | 15.6 | 14.4
7030 | 10 | 20 | 22 | 51.8 | 34.88 | 62.96 | 57.92 | 55.94 | 11 | 1.6 | 17.2 | 14.4 | 13.3
7031 | 10 | 20 | 23 | 46.4 | 33.98 | 60.98 | 57.02 | 55.04 | 8 | 1.1 | 16.1 | 13.9 | 12.8
7032 | 10 | 20 | 24 | 44.6 | 32.9 | 59 | 55.04 | 53.96 | 7 | 0.5 | 15 | 12.8 | 12.2
7033 | 10 | 21 | 1 | 39.2 | 30.92 | 57.92 | 53.96 | 51.08 | 4 | -0.6 | 14.4 | 12.2 | 10.6
7034 | 10 | 21 | 2 | 37.4 | 30.92 | 55.94 | 53.06 | 50 | 3 | -0.6 | 13.3 | 11.7 | 10
7035 | 10 | 21 | 3 | 37.4 | 32 | 55.94 | 51.08 | 48.02 | 3 | 0 | 13.3 | 10.6 | 8.9
7036 | 10 | 21 | 4 | 35.6 | 30.92 | 55.04 | 46.94 | 48.92 | 2 | -0.6 | 12.8 | 8.3 | 9.4
7037 | 10 | 21 | 5 | 33.8 | 32 | 55.04 | 42.98 | 50 | 1 | 0 | 12.8 | 6.1 | 10
7038 | 10 | 21 | 6 | 35.6 | 32 | 53.96 | 42.08 | 44.96 | 2 | 0 | 12.2 | 5.6 | 7.2
7039 | 10 | 21 | 7 | 35.6 | 32.9 | 55.04 | 39.92 | 46.04 | 2 | 0.5 | 12.8 | 4.4 | 7.8
7040 | 10 | 21 | 8 | 39.2 | 35.96 | 60.98 | 37.04 | 51.08 | 4 | 2.2 | 16.1 | 2.8 | 10.6
7041 | 10 | 21 | 9 | 42.8 | 50 | 68 | 37.94 | 51.98 | 6 | 10 | 20 | 3.3 | 11.1
7042 | 10 | 21 | 10 | 46.4 | 57.92 | 71.96 | 39.02 | 55.94 | 8 | 14.4 | 22.2 | 3.9 | 13.3
7043 | 10 | 21 | 11 | 51.8 | 61.88 | 75.02 | 48.02 | 59 | 11 | 16.6 | 23.9 | 8.9 | 15
7044 | 10 | 21 | 12 | 55.4 | 69.98 | 78.08 | 51.08 | 60.98 | 13 | 21.1 | 25.6 | 10.6 | 16.1
7045 | 10 | 21 | 13 | 57.2 | 70.88 | 78.08 | 48.02 | 62.96 | 14 | 21.6 | 25.6 | 8.9 | 17.2
7046 | 10 | 21 | 14 | 59 | 71.96 | 78.98 | 48.92 | 66.02 | 15 | 22.2 | 26.1 | 9.4 | 18.9
7047 | 10 | 21 | 15 | 59 | 68.9 | 80.06 | 48.02 | 66.02 | 15 | 20.5 | 26.7 | 8.9 | 18.9
7048 | 10 | 21 | 16 | 60.8 | 63.86 | 78.98 | 48.92 | 66.02 | 16 | 17.7 | 26.1 | 9.4 | 18.9
7049 | 10 | 21 | 17 | 53.6 | 61.88 | 75.92 | 44.96 | 64.94 | 12 | 16.6 | 24.4 | 7.2 | 18.3
7050 | 10 | 21 | 18 | 50 | 55.94 | 73.04 | 42.08 | 62.06 | 10 | 13.3 | 22.8 | 5.6 | 16.7
7051 | 10 | 21 | 19 | 46.4 | 53.96 | 68 | 41 | 55.94 | 8 | 12.2 | 20 | 5 | 13.3
7052 | 10 | 21 | 20 | 44.6 | 52.88 | 71.06 | 37.94 | 53.96 | 7 | 11.6 | 21.7 | 3.3 | 12.2
7053 | 10 | 21 | 21 | 42.62 | 55.94 | 69.98 | 37.94 | 55.04 | 5.9 | 13.3 | 21.1 | 3.3 | 12.8
7054 | 10 | 21 | 22 | 41 | 55.94 | 66.02 | 33.08 | 55.04 | 5 | 13.3 | 18.9 | 0.6 | 12.8
7055 | 10 | 21 | 23 | 39.2 | 52.88 | 66.02 | 35.96 | 51.08 | 4 | 11.6 | 18.9 | 2.2 | 10.6
7056 | 10 | 21 | 24 | 39.2 | 48.92 | 66.92 | 37.04 | 50 | 4 | 9.4 | 19.4 | 2.8 | 10
7057 | 10 | 22 | 1 | 38.12 | 44.96 | 64.04 | 39.02 | 48.92 | 3.4 | 7.2 | 17.8 | 3.9 | 9.4
7058 | 10 | 22 | 2 | 36.86 | 42.98 | 62.96 | 39.02 | 48.02 | 2.7 | 6.1 | 17.2 | 3.9 | 8.9
7059 | 10 | 22 | 3 | 35.6 | 42.98 | 60.98 | 39.92 | 46.94 | 2 | 6.1 | 16.1 | 4.4 | 8.3
7060 | 10 | 22 | 4 | 33.8 | 39.92 | 62.06 | 37.94 | 46.94 | 1 | 4.4 | 16.7 | 3.3 | 8.3
7061 | 10 | 22 | 5 | 33.8 | 37.94 | 60.98 | 37.94 | 46.04 | 1 | 3.3 | 16.1 | 3.3 | 7.8
7062 | 10 | 22 | 6 | 32 | 36.86 | 57.92 | 42.08 | 44.96 | 0 | 2.7 | 14.4 | 5.6 | 7.2
7063 | 10 | 22 | 7 | 35.6 | 39.92 | 59 | 42.08 | 44.06 | 2 | 4.4 | 15 | 5.6 | 6.7
7064 | 10 | 22 | 8 | 39.2 | 43.88 | 64.94 | 44.96 | 46.94 | 4 | 6.6 | 18.3 | 7.2 | 8.3
7065 | 10 | 22 | 9 | 41 | 42.98 | 69.08 | 46.94 | 50 | 5 | 6.1 | 20.6 | 8.3 | 10
7066 | 10 | 22 | 10 | 39.2 | 41 | 71.96 | 48.02 | 55.94 | 4 | 5 | 22.2 | 8.9 | 13.3
7067 | 10 | 22 | 11 | 37.4 | 39.92 | 75.92 | 51.08 | 59 | 3 | 4.4 | 24.4 | 10.6 | 15
7068 | 10 | 22 | 12 | 33.8 | 37.94 | 77 | 51.08 | 60.08 | 1 | 3.3 | 25 | 10.6 | 15.6
7069 | 10 | 22 | 13 | 33.8 | 36.86 | 78.08 | 51.98 | 60.98 | 1 | 2.7 | 25.6 | 11.1 | 16.1
7070 | 10 | 22 | 14 | 33.8 | 36.86 | 80.06 | 51.98 | 53.06 | 1 | 2.7 | 26.7 | 11.1 | 11.7
7071 | 10 | 22 | 15 | 30.2 | 34.88 | 80.96 | 53.06 | 51.98 | -1 | 1.6 | 27.2 | 11.7 | 11.1
7072 | 10 | 22 | 16 | 30.2 | 32.9 | 80.06 | 53.96 | 53.96 | -1 | 0.5 | 26.7 | 12.2 | 12.2
7073 | 10 | 22 | 17 | 28.4 | 32 | 78.08 | 53.06 | 53.06 | -2 | 0 | 25.6 | 11.7 | 11.7
7074 | 10 | 22 | 18 | 28.4 | 32 | 73.94 | 51.08 | 51.98 | -2 | 0 | 23.3 | 10.6 | 11.1
7075 | 10 | 22 | 19 | 28.4 | 30.92 | 71.06 | 50 | 51.08 | -2 | -0.6 | 21.7 | 10 | 10.6
7076 | 10 | 22 | 20 | 26.6 | 32 | 69.08 | 50 | 51.08 | -3 | 0 | 20.6 | 10 | 10.6
7077 | 10 | 22 | 21 | 26.6 | 32 | 66.92 | 48.02 | 48.92 | -3 | 0 | 19.4 | 8.9 | 9.4
7078 | 10 | 22 | 22 | 26.6 | 32 | 64.94 | 48.92 | 48.02 | -3 | 0 | 18.3 | 9.4 | 8.9
7079 | 10 | 22 | 23 | 26.6 | 32 | 64.94 | 48.92 | 48.02 | -3 | 0 | 18.3 | 9.4 | 8.9
7080 | 10 | 22 | 24 | 26.6 | 32 | 62.96 | 50 | 46.94 | -3 | 0 | 17.2 | 10 | 8.3
7081 | 10 | 23 | 1 | 26.6 | 32 | 62.06 | 51.08 | 46.04 | -3 | 0 | 16.7 | 10.6 | 7.8
7082 | 10 | 23 | 2 | 26.6 | 32.9 | 59 | 48.92 | 46.94 | -3 | 0.5 | 15 | 9.4 | 8.3
7083 | 10 | 23 | 3 | 28.4 | 32.9 | 57.02 | 48.02 | 46.94 | -2 | 0.5 | 13.9 | 8.9 | 8.3
7084 | 10 | 23 | 4 | 26.6 | 32.9 | 57.92 | 50 | 46.04 | -3 | 0.5 | 14.4 | 10 | 7.8
7085 | 10 | 23 | 5 | 24.8 | 32 | 55.04 | 50 | 44.06 | -4 | 0 | 12.8 | 10 | 6.7
7086 | 10 | 23 | 6 | 24.8 | 32 | 57.02 | 44.96 | 42.98 | -4 | 0 | 13.9 | 7.2 | 6.1
7087 | 10 | 23 | 7 | 24.8 | 30.92 | 57.92 | 44.06 | 44.06 | -4 | -0.6 | 14.4 | 6.7 | 6.7
7088 | 10 | 23 | 8 | 26.6 | 32 | 62.06 | 50 | 46.94 | -3 | 0 | 16.7 | 10 | 8.3
7089 | 10 | 23 | 9 | 30.2 | 34.88 | 64.04 | 57.02 | 50 | -1 | 1.6 | 17.8 | 13.9 | 10
7090 | 10 | 23 | 10 | 30.2 | 36.86 | 68 | 60.08 | 53.06 | -1 | 2.7 | 20 | 15.6 | 11.7
7091 | 10 | 23 | 11 | 30.2 | 41 | 69.98 | 62.96 | 55.94 | -1 | 5 | 21.1 | 17.2 | 13.3
7092 | 10 | 23 | 12 | 30.2 | 42.98 | 73.04 | 64.94 | 60.98 | -1 | 6.1 | 22.8 | 18.3 | 16.1
7093 | 10 | 23 | 13 | 30.2 | 46.94 | 75.92 | 68 | 64.94 | -1 | 8.3 | 24.4 | 20 | 18.3
7094 | 10 | 23 | 14 | 30.2 | 45.86 | 77 | 68 | 66.02 | -1 | 7.7 | 25 | 20 | 18.9
7095 | 10 | 23 | 15 | 30.2 | 43.88 | 78.08 | 66.02 | 66.92 | -1 | 6.6 | 25.6 | 18.9 | 19.4
7096 | 10 | 23 | 16 | 30.2 | 41 | 77 | 64.94 | 64.94 | -1 | 5 | 25 | 18.3 | 18.3
7097 | 10 | 23 | 17 | 28.4 | 38.84 | 73.94 | 64.04 | 62.96 | -2 | 3.8 | 23.3 | 17.8 | 17.2
7098 | 10 | 23 | 18 | 28.4 | 33.98 | 71.96 | 59 | 60.98 | -2 | 1.1 | 22.2 | 15 | 16.1
7099 | 10 | 23 | 19 | 28.4 | 32.9 | 69.98 | 53.96 | 57.92 | -2 | 0.5 | 21.1 | 12.2 | 14.4
7100 | 10 | 23 | 20 | 26.6 | 27.86 | 68 | 53.06 | 57.02 | -3 | -2.3 | 20 | 11.7 | 13.9
7101 | 10 | 23 | 21 | 26.6 | 26.96 | 69.08 | 51.08 | 55.04 | -3 | -2.8 | 20.6 | 10.6 | 12.8
7102 | 10 | 23 | 22 | 26.6 | 25.88 | 66.92 | 46.94 | 53.06 | -3 | -3.4 | 19.4 | 8.3 | 11.7
7103 | 10 | 23 | 23 | 26.6 | 24.98 | 64.94 | 44.96 | 53.96 | -3 | -3.9 | 18.3 | 7.2 | 12.2
7104 | 10 | 23 | 24 | 26.6 | 23.9 | 62.06 | 41 | 53.96 | -3 | -4.5 | 16.7 | 5 | 12.2
7105 | 10 | 24 | 1 | 28.4 | 23.9 | 64.04 | 39.02 | 51.98 | -2 | -4.5 | 17.8 | 3.9 | 11.1
7106 | 10 | 24 | 2 | 28.4 | 23.9 | 62.06 | 37.94 | 53.06 | -2 | -4.5 | 16.7 | 3.3 | 11.7
7107 | 10 | 24 | 3 | 28.4 | 23.9 | 64.04 | 37.94 | 51.8 | -2 | -4.5 | 17.8 | 3.3 | 11
7108 | 10 | 24 | 4 | 28.4 | 23.9 | 60.98 | 37.04 | 51.98 | -2 | -4.5 | 16.1 | 2.8 | 11.1
7109 | 10 | 24 | 5 | 26.6 | 23.9 | 59 | 35.06 | 51.08 | -3 | -4.5 | 15 | 1.7 | 10.6
7110 | 10 | 24 | 6 | 26.6 | 23 | 57.92 | 35.06 | 51.08 | -3 | -5 | 14.4 | 1.7 | 10.6
7111 | 10 | 24 | 7 | 24.8 | 24.98 | 57.02 | 35.06 | 48.92 | -4 | -3.9 | 13.9 | 1.7 | 9.4
7112 | 10 | 24 | 8 | 24.8 | 28.94 | 57.92 | 42.08 | 51.08 | -4 | -1.7 | 14.4 | 5.6 | 10.6
7113 | 10 | 24 | 9 | 26.6 | 30.92 | 59 | 48.92 | 53.96 | -3 | -0.6 | 15 | 9.4 | 12.2
7114 | 10 | 24 | 10 | 28.4 | 37.94 | 60.08 | 53.96 | 53.96 | -2 | 3.3 | 15.6 | 12.2 | 12.2
7115 | 10 | 24 | 11 | 28.4 | 39.92 | 60.98 | 60.08 | 57.02 | -2 | 4.4 | 16.1 | 15.6 | 13.9
7116 | 10 | 24 | 12 | 30.2 | 45.86 | 62.06 | 64.04 | 60.08 | -1 | 7.7 | 16.7 | 17.8 | 15.6
7117 | 10 | 24 | 13 | 30.2 | 48.92 | 62.06 | 69.08 | 62.96 | -1 | 9.4 | 16.7 | 20.6 | 17.2
7118 | 10 | 24 | 14 | 32 | 51.98 | 62.96 | 69.98 | 44.96 | 0 | 11.1 | 17.2 | 21.1 | 7.2
7119 | 10 | 24 | 15 | 35.6 | 50.9 | 62.06 | 71.96 | 37.04 | 2 | 10.5 | 16.7 | 22.2 | 2.8
7120 | 10 | 24 | 16 | 35.6 | 46.94 | 62.06 | 71.06 | 37.94 | 2 | 8.3 | 16.7 | 21.7 | 3.3
7121 | 10 | 24 | 17 | 35.6 | 44.96 | 60.08 | 69.08 | 37.04 | 2 | 7.2 | 15.6 | 20.6 | 2.8
7122 | 10 | 24 | 18 | 33.8 | 41 | 59 | 62.96 | 35.96 | 1 | 5 | 15 | 17.2 | 2.2
7123 | 10 | 24 | 19 | 33.8 | 38.84 | 57.92 | 57.02 | 35.96 | 1 | 3.8 | 14.4 | 13.9 | 2.2
7124 | 10 | 24 | 20 | 33.8 | 37.94 | 57.02 | 53.06 | 35.06 | 1 | 3.3 | 13.9 | 11.7 | 1.7
7125 | 10 | 24 | 21 | 33.8 | 36.86 | 55.04 | 46.04 | 35.06 | 1 | 2.7 | 12.8 | 7.8 | 1.7
7126 | 10 | 24 | 22 | 33.8 | 35.96 | 55.04 | 48.02 | 35.06 | 1 | 2.2 | 12.8 | 8.9 | 1.7
7127 | 10 | 24 | 23 | 33.8 | 32.9 | 55.04 | 44.06 | 33.98 | 1 | 0.5 | 12.8 | 6.7 | 1.1
7128 | 10 | 24 | 24 | 32 | 29.84 | 53.96 | 39.92 | 33.08 | 0 | -1.2 | 12.2 | 4.4 | 0.6
7129 | 10 | 25 | 1 | 28.4 | 28.94 | 53.96 | 39.02 | 33.08 | -2 | -1.7 | 12.2 | 3.9 | 0.6
7130 | 10 | 25 | 2 | 28.4 | 27.86 | 53.06 | 37.94 | 28.94 | -2 | -2.3 | 11.7 | 3.3 | -1.7
7131 | 10 | 25 | 3 | 24.8 | 27.86 | 53.06 | 37.04 | 30.02 | -4 | -2.3 | 11.7 | 2.8 | -1.1
7132 | 10 | 25 | 4 | 21.2 | 27.86 | 53.06 | 35.96 | 28.04 | -6 | -2.3 | 11.7 | 2.2 | -2.2
7133 | 10 | 25 | 5 | 24.8 | 24.98 | 51.98 | 33.08 | 30.02 | -4 | -3.9 | 11.1 | 0.6 | -1.1
7134 | 10 | 25 | 6 | 28.4 | 24.98 | 51.98 | 32 | 30.02 | -2 | -3.9 | 11.1 | 0 | -1.1
7135 | 10 | 25 | 7 | 33.8 | 25.88 | 53.06 | 33.98 | 33.08 | 1 | -3.4 | 11.7 | 1.1 | 0.6
7136 | 10 | 25 | 8 | 39.2 | 30.92 | 55.04 | 39.02 | 32 | 4 | -0.6 | 12.8 | 3.9 | 0
7137 | 10 | 25 | 9 | 44.6 | 41 | 57.02 | 46.94 | 34.34 | 7 | 5 | 13.9 | 8.3 | 1.3
7138 | 10 | 25 | 10 | 50 | 45.86 | 57.92 | 53.06 | 35.06 | 10 | 7.7 | 14.4 | 11.7 | 1.7
7139 | 10 | 25 | 11 | 51.8 | 48.92 | 60.98 | 59 | 37.04 | 11 | 9.4 | 16.1 | 15 | 2.8
7140 | 10 | 25 | 12 | 53.6 | 53.96 | 62.06 | 64.94 | 39.92 | 12 | 12.2 | 16.7 | 18.3 | 4.4
7141 | 10 | 25 | 13 | 55.4 | 55.94 | 62.96 | 66.92 | 37.04 | 13 | 13.3 | 17.2 | 19.4 | 2.8
7142 | 10 | 25 | 14 | 57.2 | 57.92 | 64.94 | 69.98 | 42.08 | 14 | 14.4 | 18.3 | 21.1 | 5.6
7143 | 10 | 25 | 15 | 55.58 | 56.84 | 66.02 | 69.08 | 39.92 | 13.1 | 13.8 | 18.9 | 20.6 | 4.4
7144 | 10 | 25 | 16 | 53.6 | 51.98 | 64.94 | 68 | 39.02 | 12 | 11.1 | 18.3 | 20 | 3.9
7145 | 10 | 25 | 17 | 51.8 | 48.92 | 65.12 | 64.04 | 39.02 | 11 | 9.4 | 18.4 | 17.8 | 3.9
7146 | 10 | 25 | 18 | 47.3 | 42.98 | 64.04 | 57.92 | 38.12 | 8.5 | 6.1 | 17.8 | 14.4 | 3.4
7147 | 10 | 25 | 19 | 44.78 | 41.9 | 62.96 | 53.96 | 37.04 | 7.1 | 5.5 | 17.2 | 12.2 | 2.8
7148 | 10 | 25 | 20 | 42.98 | 33.98 | 62.06 | 51.08 | 37.94 | 6.1 | 1.1 | 16.7 | 10.6 | 3.3
7149 | 10 | 25 | 21 | 41.36 | 33.98 | 60.98 | 44.96 | 37.94 | 5.2 | 1.1 | 16.1 | 7.2 | 3.3
7150 | 10 | 25 | 22 | 40.28 | 32.9 | 59 | 44.06 | 35.96 | 4.6 | 0.5 | 15 | 6.7 | 2.2
7151 | 10 | 25 | 23 | 39.38 | 30.92 | 57.92 | 44.96 | 37.04 | 4.1 | -0.6 | 14.4 | 7.2 | 2.8
7152 | 10 | 25 | 24 | 38.66 | 29.84 | 57.02 | 39.02 | 37.04 | 3.7 | -1.2 | 13.9 | 3.9 | 2.8
7153 | 10 | 26 | 1 | 38.3 | 29.84 | 50 | 37.04 | 33.98 | 3.5 | -1.2 | 10 | 2.8 | 1.1
7154 | 10 | 26 | 2 | 37.94 | 32 | 46.94 | 35.96 | 32 | 3.3 | 0 | 8.3 | 2.2 | 0
7155 | 10 | 26 | 3 | 37.4 | 30.92 | 51.98 | 35.06 | 33.08 | 3 | -0.6 | 11.1 | 1.7 | 0.6
7156 | 10 | 26 | 4 | 39.2 | 30.92 | 46.04 | 33.08 | 26.96 | 4 | -0.6 | 7.8 | 0.6 | -2.8
7157 | 10 | 26 | 5 | 37.4 | 32 | 44.06 | 33.08 | 26.96 | 3 | 0 | 6.7 | 0.6 | -2.8
7158 | 10 | 26 | 6 | 35.6 | 32.9 | 44.06 | 30.02 | 30.02 | 2 | 0.5 | 6.7 | -1.1 | -1.1
7159 | 10 | 26 | 7 | 35.6 | 33.98 | 44.96 | 30.92 | 26.96 | 2 | 1.1 | 7.2 | -0.6 | -2.8
7160 | 10 | 26 | 8 | 42.8 | 38.84 | 51.98 | 37.04 | 35.06 | 6 | 3.8 | 11.1 | 2.8 | 1.7
7161 | 10 | 26 | 9 | 46.4 | 54.86 | 55.94 | 46.04 | 37.94 | 8 | 12.7 | 13.3 | 7.8 | 3.3
7162 | 10 | 26 | 10 | 48.2 | 62.96 | 57.02 | 51.98 | 42.08 | 9 | 17.2 | 13.9 | 11.1 | 5.6
7163 | 10 | 26 | 11 | 53.6 | 63.86 | 60.08 | 57.02 | 44.96 | 12 | 17.7 | 15.6 | 13.9 | 7.2
7164 | 10 | 26 | 12 | 55.4 | 63.86 | 62.06 | 62.96 | 46.04 | 13 | 17.7 | 16.7 | 17.2 | 7.8
7165 | 10 | 26 | 13 | 57.2 | 64.94 | 62.96 | 66.92 | 50 | 14 | 18.3 | 17.2 | 19.4 | 10
7166 | 10 | 26 | 14 | 59 | 63.86 | 64.94 | 69.08 | 50 | 15 | 17.7 | 18.3 | 20.6 | 10
7167 | 10 | 26 | 15 | 57.2 | 62.96 | 64.94 | 69.98 | 51.98 | 14 | 17.2 | 18.3 | 21.1 | 11.1
7168 | 10 | 26 | 16 | 55.4 | 59.9 | 64.04 | 69.98 | 51.98 | 13 | 15.5 | 17.8 | 21.1 | 11.1
7169 | 10 | 26 | 17 | 53.6 | 59 | 62.06 | 62.96 | 51.08 | 12 | 15 | 16.7 | 17.2 | 10.6
7170 | 10 | 26 | 18 | 51.8 | 55.94 | 60.08 | 59 | 48.92 | 11 | 13.3 | 15.6 | 15 | 9.4
7171 | 10 | 26 | 19 | 51.8 | 53.96 | 55.04 | 50 | 46.04 | 11 | 12.2 | 12.8 | 10 | 7.8
7172 | 10 | 26 | 20 | 50 | 51.98 | 53.96 | 48.02 | 44.96 | 10 | 11.1 | 12.2 | 8.9 | 7.2
7173 | 10 | 26 | 21 | 48.2 | 41.9 | 51.08 | 50 | 44.06 | 9 | 5.5 | 10.6 | 10 | 6.7
7174 | 10 | 26 | 22 | 48.2 | 36.86 | 50 | 48.92 | 42.08 | 9 | 2.7 | 10 | 9.4 | 5.6
7175 | 10 | 26 | 23 | 46.4 | 37.94 | 48.92 | 41 | 37.94 | 8 | 3.3 | 9.4 | 5 | 3.3
7176 | 10 | 26 | 24 | 46.4 | 35.96 | 48.92 | 39.92 | 37.94 | 8 | 2.2 | 9.4 | 4.4 | 3.3
7177 | 10 | 27 | 1 | 41 | 34.88 | 48.92 | 37.04 | 39.02 | 5 | 1.6 | 9.4 | 2.8 | 3.9
7178 | 10 | 27 | 2 | 41 | 32 | 46.94 | 35.96 | 37.94 | 5 | 0 | 8.3 | 2.2 | 3.3
7179 | 10 | 27 | 3 | 41 | 29.84 | 46.04 | 35.96 | 33.98 | 5 | -1.2 | 7.8 | 2.2 | 1.1
7180 | 10 | 27 | 4 | 41 | 29.84 | 44.96 | 33.98 | 33.98 | 5 | -1.2 | 7.2 | 1.1 | 1.1
7181 | 10 | 27 | 5 | 41 | 29.84 | 42.98 | 33.08 | 33.08 | 5 | -1.2 | 6.1 | 0.6 | 0.6
7182 | 10 | 27 | 6 | 41 | 29.84 | 42.98 | 33.98 | 32 | 5 | -1.2 | 6.1 | 1.1 | 0
7183 | 10 | 27 | 7 | 41 | 36.86 | 44.96 | 30.92 | 26.96 | 5 | 2.7 | 7.2 | -0.6 | -2.8
7184 | 10 | 27 | 8 | 42.8 | 43.88 | 51.08 | 39.92 | 37.04 | 6 | 6.6 | 10.6 | 4.4 | 2.8
7185 | 10 | 27 | 9 | 41 | 48.92 | 57.02 | 46.94 | 39.02 | 5 | 9.4 | 13.9 | 8.3 | 3.9
7186 | 10 | 27 | 10 | 41 | 50.9 | 60.08 | 53.06 | 44.96 | 5 | 10.5 | 15.6 | 11.7 | 7.2
7187 | 10 | 27 | 11 | 41 | 52.88 | 62.06 | 60.08 | 48.92 | 5 | 11.6 | 16.7 | 15.6 | 9.4
7188 | 10 | 27 | 12 | 42.8 | 54.86 | 64.04 | 66.92 | 51.08 | 6 | 12.7 | 17.8 | 19.4 | 10.6
7189 | 10 | 27 | 13 | 44.6 | 59 | 66.02 | 73.04 | 53.06 | 7 | 15 | 18.9 | 22.8 | 11.7
7190 | 10 | 27 | 14 | 44.6 | 59 | 66.92 | 73.94 | 55.04 | 7 | 15 | 19.4 | 23.3 | 12.8
7191 | 10 | 27 | 15 | 46.4 | 55.94 | 68 | 73.94 | 57.02 | 8 | 13.3 | 20 | 23.3 | 13.9
7192 | 10 | 27 | 16 | 44.6 | 53.96 | 68 | 71.96 | 55.94 | 7 | 12.2 | 20 | 22.2 | 13.3
7193 | 10 | 27 | 17 | 44.6 | 50.9 | 66.02 | 66.92 | 55.04 | 7 | 10.5 | 18.9 | 19.4 | 12.8
7194 | 10 | 27 | 18 | 42.8 | 44.96 | 64.94 | 62.06 | 53.06 | 6 | 7.2 | 18.3 | 16.7 | 11.7
7195 | 10 | 27 | 19 | 39.2 | 41.9 | 57.02 | 62.06 | 46.04 | 4 | 5.5 | 13.9 | 16.7 | 7.8
7196 | 10 | 27 | 20 | 37.4 | 36.86 | 53.06 | 60.08 | 46.04 | 3 | 2.7 | 11.7 | 15.6 | 7.8
7197 | 10 | 27 | 21 | 37.4 | 32.9 | 51.98 | 55.04 | 44.96 | 3 | 0.5 | 11.1 | 12.8 | 7.2
7198 | 10 | 27 | 22 | 37.4 | 32 | 51.98 | 50 | 42.98 | 3 | 0 | 11.1 | 10 | 6.1
7199 | 10 | 27 | 23 | 37.4 | 28.94 | 50 | 51.98 | 44.06 | 3 | -1.7 | 10 | 11.1 | 6.7
7200 | 10 | 27 | 24 | 37.4 | 30.92 | 50 | 46.94 | 42.98 | 3 | -0.6 | 10 | 8.3 | 6.1
7201 | 10 | 28 | 1 | 37.4 | 32 | 48.02 | 44.06 | 42.08 | 3 | 0 | 8.9 | 6.7 | 5.6
7202 | 10 | 28 | 2 | 37.4 | 30.92 | 44.96 | 42.98 | 41 | 3 | -0.6 | 7.2 | 6.1 | 5
7203 | 10 | 28 | 3 | 37.4 | 26.96 | 48.02 | 42.98 | 41 | 3 | -2.8 | 8.9 | 6.1 | 5
7204 | 10 | 28 | 4 | 37.4 | 24.98 | 46.04 | 39.02 | 39.92 | 3 | -3.9 | 7.8 | 3.9 | 4.4
7205 | 10 | 28 | 5 | 37.4 | 23.9 | 44.96 | 37.94 | 37.94 | 3 | -4.5 | 7.2 | 3.3 | 3.3
7206 | 10 | 28 | 6 | 35.6 | 23.9 | 44.96 | 35.96 | 35.96 | 2 | -4.5 | 7.2 | 2.2 | 2.2
7207 | 10 | 28 | 7 | 37.4 | 24.98 | 48.02 | 35.96 | 35.96 | 3 | -3.9 | 8.9 | 2.2 | 2.2
7208 | 10 | 28 | 8 | 41 | 30.92 | 51.08 | 44.96 | 42.08 | 5 | -0.6 | 10.6 | 7.2 | 5.6
7209 | 10 | 28 | 9 | 46.4 | 35.96 | 59 | 53.06 | 46.94 | 8 | 2.2 | 15 | 11.7 | 8.3
7210 | 10 | 28 | 10 | 51.8 | 39.92 | 62.96 | 57.02 | 51.08 | 11 | 4.4 | 17.2 | 13.9 | 10.6
7211 | 10 | 28 | 11 | 53.6 | 44.96 | 64.94 | 64.04 | 53.96 | 12 | 7.2 | 18.3 | 17.8 | 12.2
7212 | 10 | 28 | 12 | 55.4 | 46.94 | 66.92 | 66.02 | 57.02 | 13 | 8.3 | 19.4 | 18.9 | 13.9
7213 | 10 | 28 | 13 | 55.4 | 50 | 69.08 | 69.08 | 60.98 | 13 | 10 | 20.6 | 20.6 | 16.1
7214 | 10 | 28 | 14 | 55.4 | 51.98 | 71.06 | 71.06 | 64.04 | 13 | 11.1 | 21.7 | 21.7 | 17.8
7215 | 10 | 28 | 15 | 55.4 | 50 | 71.06 | 71.96 | 64.04 | 13 | 10 | 21.7 | 22.2 | 17.8
7216 | 10 | 28 | 16 | 53.6 | 50 | 71.06 | 69.98 | 64.94 | 12 | 10 | 21.7 | 21.1 | 18.3
7217 | 10 | 28 | 17 | 51.8 | 45.86 | 69.98 | 66.92 | 64.04 | 11 | 7.7 | 21.1 | 19.4 | 17.8
7218 | 10 | 28 | 18 | 48.2 | 42.62 | 66.92 | 60.08 | 59 | 9 | 5.9 | 19.4 | 15.6 | 15
7219 | 10 | 28 | 19 | 46.4 | 41 | 60.98 | 55.94 | 57.02 | 8 | 5 | 16.1 | 13.3 | 13.9
7220 | 10 | 28 | 20 | 46.4 | 37.94 | 59 | 48.02 | 55.04 | 8 | 3.3 | 15 | 8.9 | 12.8
7221 | 10 | 28 | 21 | 44.6 | 35.96 | 60.08 | 46.04 | 53.06 | 7 | 2.2 | 15.6 | 7.8 | 11.7
7222 | 10 | 28 | 22 | 39.2 | 33.98 | 57.92 | 46.94 | 48.92 | 4 | 1.1 | 14.4 | 8.3 | 9.4
7223 | 10 | 28 | 23 | 37.4 | 32.9 | 55.94 | 44.96 | 39.92 | 3 | 0.5 | 13.3 | 7.2 | 4.4
7224 | 10 | 28 | 24 | 35.6 | 30.92 | 55.04 | 39.92 | 44.96 | 2 | -0.6 | 12.8 | 4.4 | 7.2
7225 | 10 | 29 | 1 | 35.6 | 28.94 | 51.98 | 37.04 | 46.04 | 2 | -1.7 | 11.1 | 2.8 | 7.8
7226 | 10 | 29 | 2 | 33.8 | 27.86 | 50 | 35.96 | 44.06 | 1 | -2.3 | 10 | 2.2 | 6.7
7227 | 10 | 29 | 3 | 32 | 28.94 | 50 | 35.96 | 37.94 | 0 | -1.7 | 10 | 2.2 | 3.3
7228 | 10 | 29 | 4 | 32 | 27.86 | 48.02 | 33.98 | 42.08 | 0 | -2.3 | 8.9 | 1.1 | 5.6
7229 | 10 | 29 | 5 | 32 | 27.86 | 46.04 | 32 | 37.04 | 0 | -2.3 | 7.8 | 0 | 2.8
7230 | 10 | 29 | 6 | 32 | 25.88 | 46.94 | 30.92 | 39.92 | 0 | -3.4 | 8.3 | -0.6 | 4.4
7231 | 10 | 29 | 7 | 32 | 25.88 | 50 | 30.92 | 37.94 | 0 | -3.4 | 10 | -0.6 | 3.3
7232 | 10 | 29 | 8 | 32 | 30.92 | 55.94 | 39.02 | 42.08 | 0 | -0.6 | 13.3 | 3.9 | 5.6
7233 | 10 | 29 | 9 | 28.4 | 38.84 | 60.08 | 46.04 | 44.96 | -2 | 3.8 | 15.6 | 7.8 | 7.2
7234 | 10 | 29 | 10 | 28.4 | 43.88 | 64.04 | 51.98 | 50 | -2 | 6.6 | 17.8 | 11.1 | 10
7235 | 10 | 29 | 11 | 28.4 | 44.96 | 66.02 | 59 | 53.96 | -2 | 7.2 | 18.9 | 15 | 12.2
7236 | 10 | 29 | 12 | 26.6 | 46.94 | 66.92 | 62.96 | 57.02 | -3 | 8.3 | 19.4 | 17.2 | 13.9
7237 | 10 | 29 | 13 | 26.6 | 47.84 | 69.98 | 66.92 | 60.08 | -3 | 8.8 | 21.1 | 19.4 | 15.6
7238 | 10 | 29 | 14 | 24.8 | 47.84 | 71.96 | 69.08 | 62.96 | -4 | 8.8 | 22.2 | 20.6 | 17.2
7239 | 10 | 29 | 15 | 24.8 | 46.94 | 71.96 | 71.06 | 64.04 | -4 | 8.3 | 22.2 | 21.7 | 17.8
7240 | 10 | 29 | 16 | 23 | 44.96 | 71.06 | 69.98 | 64.94 | -5 | 7.2 | 21.7 | 21.1 | 18.3
7241 | 10 | 29 | 17 | 21.2 | 43.88 | 69.08 | 64.94 | 62.06 | -6 | 6.6 | 20.6 | 18.3 | 16.7
7242 | 10 | 29 | 18 | 21.2 | 41.9 | 68 | 62.96 | 59 | -6 | 5.5 | 20 | 17.2 | 15
7243 | 10 | 29 | 19 | 21.2 | 39.92 | 60.08 | 59 | 55.04 | -6 | 4.4 | 15.6 | 15 | 12.8
7244 | 10 | 29 | 20 | 19.4 | 37.94 | 57.02 | 53.96 | 51.98 | -7 | 3.3 | 13.9 | 12.2 | 11.1
7245 | 10 | 29 | 21 | 19.4 | 37.94 | 55.94 | 51.08 | 48.92 | -7 | 3.3 | 13.3 | 10.6 | 9.4
7246 | 10 | 29 | 22 | 19.4 | 35.96 | 55.04 | 48.92 | 53.06 | -7 | 2.2 | 12.8 | 9.4 | 11.7
7247 | 10 | 29 | 23 | 17.6 | 34.88 | 55.04 | 48.92 | 46.04 | -8 | 1.6 | 12.8 | 9.4 | 7.8
7248 | 10 | 29 | 24 | 17.6 | 34.88 | 53.06 | 44.06 | 44.06 | -8 | 1.6 | 11.7 | 6.7 | 6.7
7249 | 10 | 30 | 1 | 17.6 | 34.88 | 53.06 | 44.06 | 42.98 | -8 | 1.6 | 11.7 | 6.7 | 6.1
7250 | 10 | 30 | 2 | 16.7 | 34.88 | 53.06 | 41 | 39.02 | -8.5 | 1.6 | 11.7 | 5 | 3.9
7251 | 10 | 30 | 3 | 15.8 | 33.98 | 51.08 | 42.08 | 41 | -9 | 1.1 | 10.6 | 5.6 | 5
7252 | 10 | 30 | 4 | 14 | 33.98 | 50 | 42.98 | 37.94 | -10 | 1.1 | 10 | 6.1 | 3.3
7253 | 10 | 30 | 5 | 14 | 33.98 | 51.08 | 42.08 | 42.08 | -10 | 1.1 | 10.6 | 5.6 | 5.6
7254 | 10 | 30 | 6 | 14 | 33.98 | 50 | 42.98 | 37.94 | -10 | 1.1 | 10 | 6.1 | 3.3
7255 | 10 | 30 | 7 | 14 | 33.98 | 53.06 | 42.98 | 42.08 | -10 | 1.1 | 11.7 | 6.1 | 5.6
7256 | 10 | 30 | 8 | 14 | 34.88 | 57.92 | 44.06 | 42.98 | -10 | 1.6 | 14.4 | 6.7 | 6.1
7257 | 10 | 30 | 9 | 15.8 | 35.96 | 62.06 | 46.04 | 50 | -9 | 2.2 | 16.7 | 7.8 | 10
7258 | 10 | 30 | 10 | 15.8 | 36.86 | 64.94 | 50 | 55.04 | -9 | 2.7 | 18.3 | 10 | 12.8
7259 | 10 | 30 | 11 | 17.6 | 37.94 | 68 | 55.94 | 57.92 | -8 | 3.3 | 20 | 13.3 | 14.4
7260 | 10 | 30 | 12 | 17.6 | 39.92 | 69.98 | 62.06 | 62.96 | -8 | 4.4 | 21.1 | 16.7 | 17.2
7261 | 10 | 30 | 13 | 17.6 | 42.98 | 73.04 | 64.04 | 66.02 | -8 | 6.1 | 22.8 | 17.8 | 18.9
7262 | 10 | 30 | 14 | 17.6 | 47.84 | 75.02 | 64.94 | 66.02 | -8 | 8.8 | 23.9 | 18.3 | 18.9
7263 | 10 | 30 | 15 | 17.6 | 48.92 | 75.92 | 64.04 | 66.92 | -8 | 9.4 | 24.4 | 17.8 | 19.4
7264 | 10 | 30 | 16 | 17.6 | 48.92 | 75.02 | 62.96 | 66.02 | -8 | 9.4 | 23.9 | 17.2 | 18.9
7265 | 10 | 30 | 17 | 17.6 | 46.94 | 73.04 | 59 | 64.94 | -8 | 8.3 | 22.8 | 15 | 18.3
7266 | 10 | 30 | 18 | 17.6 | 41.9 | 71.06 | 55.04 | 62.06 | -8 | 5.5 | 21.7 | 12.8 | 16.7
7267 | 10 | 30 | 19 | 17.6 | 38.84 | 64.04 | 51.98 | 59 | -8 | 3.8 | 17.8 | 11.1 | 15
7268 | 10 | 30 | 20 | 17.6 | 35.96 | 59 | 48.92 | 57.02 | -8 | 2.2 | 15 | 9.4 | 13.9
7269 | 10 | 30 | 21 | 17.6 | 32.9 | 59 | 46.04 | 55.94 | -8 | 0.5 | 15 | 7.8 | 13.3
7270 | 10 | 30 | 22 | 17.6 | 33.98 | 59 | 44.06 | 57.02 | -8 | 1.1 | 15 | 6.7 | 13.9
7271 | 10 | 30 | 23 | 15.8 | 33.98 | 55.94 | 42.08 | 55.04 | -9 | 1.1 | 13.3 | 5.6 | 12.8
7272 | 10 | 30 | 24 | 17.6 | 33.98 | 55.94 | 39.02 | 53.06 | -8 | 1.1 | 13.3 | 3.9 | 11.7
7273 | 10 | 31 | 1 | 19.4 | 33.62 | 53.06 | 33.08 | 50 | -7 | 0.9 | 11.7 | 0.6 | 10
7274 | 10 | 31 | 2 | 19.4 | 33.26 | 53.96 | 35.06 | 44.06 | -7 | 0.7 | 12.2 | 1.7 | 6.7
7275 | 10 | 31 | 3 | 17.6 | 32.9 | 53.06 | 30.02 | 42.08 | -8 | 0.5 | 11.7 | -1.1 | 5.6
7276 | 10 | 31 | 4 | 17.6 | 32 | 53.96 | 30.92 | 41 | -8 | 0 | 12.2 | -0.6 | 5
7277 | 10 | 31 | 5 | 17.6 | 32 | 51.98 | 28.04 | 44.06 | -8 | 0 | 11.1 | -2.2 | 6.7
7278 | 10 | 31 | 6 | 15.8 | 32 | 51.98 | 30.92 | 37.04 | -9 | 0 | 11.1 | -0.6 | 2.8
7279 | 10 | 31 | 7 | 15.8 | 32 | 53.96 | 26.96 | 41 | -9 | 0 | 12.2 | -2.8 | 5
7280 | 10 | 31 | 8 | 15.8 | 32 | 59 | 33.98 | 48.92 | -9 | 0 | 15 | 1.1 | 9.4
7281 | 10 | 31 | 9 | 19.4 | 32.9 | 62.96 | 41 | 55.04 | -7 | 0.5 | 17.2 | 5 | 12.8
7282 | 10 | 31 | 10 | 21.2 | 32.9 | 68 | 46.94 | 57.02 | -6 | 0.5 | 20 | 8.3 | 13.9
7283 | 10 | 31 | 11 | 19.4 | 34.88 | 71.06 | 50 | 60.08 | -7 | 1.6 | 21.7 | 10 | 15.6
7284 | 10 | 31 | 12 | 19.4 | 35.96 | 73.94 | 51.98 | 64.94 | -7 | 2.2 | 23.3 | 11.1 | 18.3
7285 | 10 | 31 | 13 | 19.4 | 35.96 | 75.92 | 53.96 | 68 | -7 | 2.2 | 24.4 | 12.2 | 20
7286 | 10 | 31 | 14 | 19.4 | 37.94 | 78.98 | 57.02 | 73.04 | -7 | 3.3 | 26.1 | 13.9 | 22.8
7287 | 10 | 31 | 15 | 17.6 | 38.84 | 80.06 | 57.92 | 75.02 | -8 | 3.8 | 26.7 | 14.4 | 23.9
7288 | 10 | 31 | 16 | 17.6 | 38.84 | 78.98 | 55.94 | 73.94 | -8 | 3.8 | 26.1 | 13.3 | 23.3
7289 | 10 | 31 | 17 | 17.6 | 36.86 | 75.92 | 53.06 | 71.06 | -8 | 2.7 | 24.4 | 11.7 | 21.7
7290 | 10 | 31 | 18 | 17.6 | 35.96 | 73.04 | 48.92 | 66.92 | -8 | 2.2 | 22.8 | 9.4 | 19.4
7291 | 10 | 31 | 19 | 17.6 | 35.96 | 69.08 | 46.94 | 66.02 | -8 | 2.2 | 20.6 | 8.3 | 18.9
7292 | 10 | 31 | 20 | 17.6 | 35.96 | 66.02 | 39.92 | 62.96 | -8 | 2.2 | 18.9 | 4.4 | 17.2
7293 | 10 | 31 | 21 | 17.6 | 35.96 | 68 | 39.02 | 60.98 | -8 | 2.2 | 20 | 3.9 | 16.1
7294 | 10 | 31 | 22 | 19.04 | 34.7 | 66.2 | 38.84 | 59.18 | -7.2 | 1.5 | 19 | 3.8 | 15.1
7295 | 10 | 31 | 23 | 20.3 | 33.44 | 64.58 | 38.66 | 57.2 | -6.5 | 0.8 | 18.1 | 3.7 | 14
7296 | 10 | 31 | 24 | 21.56 | 32.18 | 62.78 | 38.48 | 55.4 | -5.8 | 0.1 | 17.1 | 3.6 | 13
7297 | 11 | 1 | 1 | 23 | 30.92 | 61.16 | 38.48 | 53.6 | -5 | -0.6 | 16.2 | 3.6 | 12
7298 | 11 | 1 | 2 | 24.26 | 29.66 | 59.36 | 38.3 | 51.8 | -4.3 | -1.3 | 15.2 | 3.5 | 11
7299 | 11 | 1 | 3 | 25.52 | 28.4 | 57.74 | 38.12 | 49.82 | -3.6 | -2 | 14.3 | 3.4 | 9.9
7300 | 11 | 1 | 4 | 26.6 | 26.96 | 55.94 | 37.94 | 48.02 | -3 | -2.8 | 13.3 | 3.3 | 8.9
7301 | 11 | 1 | 5 | 26.6 | 26.78 | 55.94 | 35.96 | 46.04 | -3 | -2.9 | 13.3 | 2.2 | 7.8
7302 | 11 | 1 | 6 | 26.6 | 26.78 | 55.04 | 35.06 | 44.96 | -3 | -2.9 | 12.8 | 1.7 | 7.2
7303 | 11 | 1 | 7 | 28.4 | 26.6 | 57.92 | 33.98 | 46.04 | -2 | -3 | 14.4 | 1.1 | 7.8
7304 | 11 | 1 | 8 | 28.4 | 29.12 | 59 | 37.94 | 46.04 | -2 | -1.6 | 15 | 3.3 | 7.8
7305 | 11 | 1 | 9 | 28.4 | 33.44 | 60.98 | 41 | 50 | -2 | 0.8 | 16.1 | 5 | 10
7306 | 11 | 1 | 10 | 30.2 | 37.4 | 62.06 | 42.08 | 55.04 | -1 | 3 | 16.7 | 5.6 | 12.8
7307 | 11 | 1 | 11 | 32 | 38.66 | 60.98 | 46.94 | 55.94 | 0 | 3.7 | 16.1 | 8.3 | 13.3
7308 | 11 | 1 | 12 | 32 | 39.2 | 60.98 | 44.96 | 55.94 | 0 | 4 | 16.1 | 7.2 | 13.3
7309 | 11 | 1 | 13 | 32 | 39.02 | 60.98 | 46.94 | 55.94 | 0 | 3.9 | 16.1 | 8.3 | 13.3
7310 | 11 | 1 | 14 | 33.8 | 40.82 | 62.06 | 46.94 | 53.96 | 1 | 4.9 | 16.7 | 8.3 | 12.2
7311 | 11 | 1 | 15 | 33.8 | 42.62 | 62.96 | 44.96 | 55.04 | 1 | 5.9 | 17.2 | 7.2 | 12.8
7312 | 11 | 1 | 16 | 32 | 42.62 | 64.94 | 44.06 | 51.08 | 0 | 5.9 | 18.3 | 6.7 | 10.6
7313 | 11 | 1 | 17 | 28.4 | 40.1 | 62.06 | 42.98 | 48.92 | -2 | 4.5 | 16.7 | 6.1 | 9.4
7314 | 11 | 1 | 18 | 26.6 | 38.48 | 59 | 39.02 | 46.94 | -3 | 3.6 | 15 | 3.9 | 8.3
7315 | 11 | 1 | 19 | 24.8 | 38.3 | 60.08 | 37.04 | 46.94 | -4 | 3.5 | 15.6 | 2.8 | 8.3
7316 | 11 | 1 | 20 | 24.8 | 38.84 | 60.08 | 35.96 | 46.04 | -4 | 3.8 | 15.6 | 2.2 | 7.8
7317 | 11 | 1 | 21 | 23 | 33.44 | 60.08 | 33.08 | 46.04 | -5 | 0.8 | 15.6 | 0.6 | 7.8
7318 | 11 | 1 | 22 | 23 | 33.26 | 59 | 32 | 46.94 | -5 | 0.7 | 15 | 0 | 8.3
7319 | 11 | 1 | 23 | 19.4 | 29.66 | 59 | 32 | 46.04 | -7 | -1.3 | 15 | 0 | 7.8
7320 | 11 | 1 | 24 | 19.4 | 30.2 | 59 | 30.92 | 46.94 | -7 | -1 | 15 | -0.6 | 8.3
7321 | 11 | 2 | 1 | 15.8 | 26.6 | 59 | 30.02 | 46.04 | -9 | -3 | 15 | -1.1 | 7.8
7322 | 11 | 2 | 2 | 15.8 | 24.8 | 59 | 28.94 | 46.04 | -9 | -4 | 15 | -1.7 | 7.8
7323 | 11 | 2 | 3 | 15.8 | 18.14 | 59 | 26.96 | 46.04 | -9 | -7.7 | 15 | -2.8 | 7.8
7324 | 11 | 2 | 4 | 15.8 | 14.36 | 59 | 23 | 46.04 | -9 | -9.8 | 15 | -5 | 7.8
7325 | 11 | 2 | 5 | 15.8 | 12.74 | 55.04 | 23 | 44.96 | -9 | -10.7 | 12.8 | -5 | 7.2
7326 | 11 | 2 | 6 | 15.8 | 8.96 | 55.04 | 21.02 | 44.06 | -9 | -12.8 | 12.8 | -6.1 | 6.7
7327 | 11 | 2 | 7 | 17.6 | 8.42 | 55.04 | 21.02 | 44.06 | -8 | -13.1 | 12.8 | -6.1 | 6.7
7328 | 11 | 2 | 8 | 23 | 11.84 | 62.06 | 28.04 | 44.96 | -5 | -11.2 | 16.7 | -2.2 | 7.2
7329 | 11 | 2 | 9 | 26.6 | 19.04 | 64.94 | 33.98 | 48.92 | -3 | -7.2 | 18.3 | 1.1 | 9.4
7330 | 11 | 2 | 10 | 32 | 20.3 | 66.92 | 37.94 | 48.92 | 0 | -6.5 | 19.4 | 3.3 | 9.4
7331 | 11 | 2 | 11 | 37.4 | 21.56 | 68 | 41 | 51.98 | 3 | -5.8 | 20 | 5 | 11.1
7332 | 11 | 2 | 12 | 41 | 20.84 | 69.08 | 42.98 | 55.04 | 5 | -6.2 | 20.6 | 6.1 | 12.8
7333 | 11 | 2 | 13 | 42.8 | 23 | 71.06 | 44.06 | 57.92 | 6 | -5 | 21.7 | 6.7 | 14.4
7334 | 11 | 2 | 14 | 46.4 | 23.9 | 71.96 | 44.96 | 60.08 | 8 | -4.5 | 22.2 | 7.2 | 15.6
7335 | 11 | 2 | 15 | 48.2 | 24.98 | 71.96 | 44.96 | 62.96 | 9 | -3.9 | 22.2 | 7.2 | 17.2
7336 | 11 | 2 | 16 | 50 | 23.9 | 71.96 | 44.96 | 62.06 | 10 | -4.5 | 22.2 | 7.2 | 16.7
7337 | 11 | 2 | 17 | 41 | 23.9 | 69.08 | 41 | 60.98 | 5 | -4.5 | 20.6 | 5 | 16.1
7338 | 11 | 2 | 18 | 37.4 | 23.9 | 66.02 | 37.04 | 59 | 3 | -4.5 | 18.9 | 2.8 | 15
7339 | 11 | 2 | 19 | 33.8 | 21.92 | 64.94 | 35.96 | 59 | 1 | -5.6 | 18.3 | 2.2 | 15
7340 | 11 | 2 | 20 | 33.8 | 23 | 64.04 | 30.02 | 55.04 | 1 | -5 | 17.8 | -1.1 | 12.8
7341 | 11 | 2 | 21 | 30.2 | 19.94 | 60.08 | 28.94 | 55.04 | -1 | -6.7 | 15.6 | -1.7 | 12.8
7342 | 11 | 2 | 22 | 32 | 18.86 | 60.08 | 28.04 | 50 | 0 | -7.3 | 15.6 | -2.2 | 10
7343 | 11 | 2 | 23 | 32 | 17.96 | 60.98 | 26.96 | 50 | 0 | -7.8 | 16.1 | -2.8 | 10
7344 | 11 | 2 | 24 | 32 | 17.96 | 60.08 | 24.08 | 50 | 0 | -7.8 | 15.6 | -4.4 | 10
7345 | 11 | 3 | 1 | 32 | 15.98 | 60.98 | 23 | 46.94 | 0 | -8.9 | 16.1 | -5 | 8.3
7346 | 11 | 3 | 2 | 30.2 | 12.92 | 55.94 | 21.92 | 46.94 | -1 | -10.6 | 13.3 | -5.6 | 8.3
7347 | 11 | 3 | 3 | 30.2 | 14 | 53.06 | 21.02 | 46.04 | -1 | -10 | 11.7 | -6.1 | 7.8
7348 | 11 | 3 | 4 | 28.4 | 12.92 | 55.94 | 19.04 | 44.06 | -2 | -10.6 | 13.3 | -7.2 | 6.7
7349 | 11 | 3 | 5 | 28.4 | 12.92 | 55.94 | 21.02 | 44.06 | -2 | -10.6 | 13.3 | -6.1 | 6.7
7350 | 11 | 3 | 6 | 28.4 | 11.84 | 51.08 | 21.02 | 44.96 | -2 | -11.2 | 10.6 | -6.1 | 7.2
7351 | 11 | 3 | 7 | 33.8 | 10.94 | 50 | 19.94 | 44.06 | 1 | -11.7 | 10 | -6.7 | 6.7
7352 | 11 | 3 | 8 | 39.2 | 14.9 | 57.92 | 24.98 | 44.96 | 4 | -9.5 | 14.4 | -3.9 | 7.2
7353 | 11 | 3 | 9 | 44.6 | 21.92 | 64.94 | 33.08 | 46.94 | 7 | -5.6 | 18.3 | 0.6 | 8.3
7354 | 11 | 3 | 10 | 48.2 | 24.98 | 71.96 | 37.94 | 50 | 9 | -3.9 | 22.2 | 3.3 | 10
7355 | 11 | 3 | 11 | 51.8 | 29.84 | 71.96 | 44.06 | 51.98 | 11 | -1.2 | 22.2 | 6.7 | 11.1
7356 | 11 | 3 | 12 | 57.2 | 34.88 | 73.04 | 48.92 | 51.98 | 14 | 1.6 | 22.8 | 9.4 | 11.1
7357 | 11 | 3 | 13 | 59 | 36.86 | 77 | 51.98 | 53.06 | 15 | 2.7 | 25 | 11.1 | 11.7
7358 | 11 | 3 | 14 | 60.8 | 41 | 75.92 | 53.06 | 53.96 | 16 | 5 | 24.4 | 11.7 | 12.2
7359 | 11 | 3 | 15 | 59 | 41 | 75.92 | 55.04 | 55.04 | 15 | 5 | 24.4 | 12.8 | 12.8
7360 | 11 | 3 | 16 | 57.2 | 39.92 | 73.94 | 53.96 | 53.96 | 14 | 4.4 | 23.3 | 12.2 | 12.2
7361 | 11 | 3 | 17 | 53.6 | 34.88 | 69.98 | 50 | 51.08 | 12 | 1.6 | 21.1 | 10 | 10.6
7362 | 11 | 3 | 18 | 46.4 | 30.92 | 66.92 | 46.04 | 46.94 | 8 | -0.6 | 19.4 | 7.8 | 8.3
7363 | 11 | 3 | 19 | 46.4 | 28.04 | 62.96 | 42.98 | 44.06 | 8 | -2.2 | 17.2 | 6.1 | 6.7
7364 | 11 | 3 | 20 | 44.6 | 31.28 | 59 | 35.96 | 42.98 | 7 | -0.4 | 15 | 2.2 | 6.1
7365 | 11 | 3 | 21 | 42.8 | 30.2 | 60.08 | 37.04 | 42.08 | 6 | -1 | 15.6 | 2.8 | 5.6
7366 | 11 | 3 | 22 | 39.2 | 31.46 | 57.02 | 35.96 | 41 | 4 | -0.3 | 13.9 | 2.2 | 5
7367 | 11 | 3 | 23 | 39.2 | 34.52 | 60.98 | 33.08 | 41 | 4 | 1.4 | 16.1 | 0.6 | 5
7368 | 11 | 3 | 24 | 35.6 | 35.78 | 57.02 | 33.08 | 41 | 2 | 2.1 | 13.9 | 0.6 | 5
7369 | 11 | 4 | 1 | 37.4 | 36.68 | 51.08 | 30.92 | 41 | 3 | 2.6 | 10.6 | -0.6 | 5
7370 | 11 | 4 | 2 | 37.4 | 38.84 | 55.04 | 30.02 | 39.92 | 3 | 3.8 | 12.8 | -1.1 | 4.4
7371 | 11 | 4 | 3 | 35.6 | 39.02 | 51.08 | 28.94 | 39.92 | 2 | 3.9 | 10.6 | -1.7 | 4.4
7372 | 11 | 4 | 4 | 33.8 | 40.1 | 48.92 | 24.98 | 39.92 | 1 | 4.5 | 9.4 | -3.9 | 4.4
7373 | 11 | 4 | 5 | 33.8 | 41.18 | 53.06 | 24.08 | 41 | 1 | 5.1 | 11.7 | -4.4 | 5
7374 | 11 | 4 | 6 | 33.8 | 43.34 | 50 | 24.98 | 37.04 | 1 | 6.3 | 10 | -3.9 | 2.8
7375 | 11 | 4 | 7 | 33.8 | 46.4 | 51.08 | 24.08 | 33.08 | 1 | 8 | 10.6 | -4.4 | 0.6
7376 | 11 | 4 | 8 | 33.8 | 45.86 | 62.06 | 30.02 | 35.06 | 1 | 7.7 | 16.7 | -1.1 | 1.7
7377 | 11 | 4 | 9 | 37.4 | 43.34 | 66.02 | 39.02 | 35.06 | 3 | 6.3 | 18.9 | 3.9 | 1.7
7378 | 11 | 4 | 10 | 42.8 | 44.6 | 69.08 | 44.06 | 35.96 | 6 | 7 | 20.6 | 6.7 | 2.2
7379 | 11 | 4 | 11 | 42.8 | 44.06 | 71.06 | 48.92 | 37.94 | 6 | 6.7 | 21.7 | 9.4 | 3.3
7380 | 11 | 4 | 12 | 44.6 | 43.7 | 73.04 | 53.96 | 37.94 | 7 | 6.5 | 22.8 | 12.2 | 3.3
7381 | 11 | 4 | 13 | 48.2 | 43.7 | 73.94 | 60.08 | 39.02 | 9 | 6.5 | 23.3 | 15.6 | 3.9
7382 | 11 | 4 | 14 | 51.8 | 41.72 | 75.02 | 62.06 | 41 | 11 | 5.4 | 23.9 | 16.7 | 5
7383 | 11 | 4 | 15 | 53.6 | 39.74 | 75.92 | 64.04 | 42.08 | 12 | 4.3 | 24.4 | 17.8 | 5.6
7384 | 11 | 4 | 16 | 50 | 37.76 | 73.94 | 62.96 | 42.08 | 10 | 3.2 | 23.3 | 17.2 | 5.6
7385 | 11 | 4 | 17 | 42.8 | 35.78 | 69.98 | 62.06 | 42.98 | 6 | 2.1 | 21.1 | 16.7 | 6.1
7386 | 11 | 4 | 18 | 39.74 | 32 | 64.94 | 60.08 | 42.08 | 4.3 | 0 | 18.3 | 15.6 | 5.6
7387 | 11 | 4 | 19 | 37.4 | 30.02 | 62.96 | 59 | 42.08 | 3 | -1.1 | 17.2 | 15 | 5.6
7388 | 11 | 4 | 20 | 35.6 | 28.58 | 60.98 | 57.02 | 42.98 | 2 | -1.9 | 16.1 | 13.9 | 6.1
7389 | 11 | 4 | 21 | 37.4 | 27.32 | 59 | 57.02 | 42.98 | 3 | -2.6 | 15 | 13.9 | 6.1
7390 | 11 | 4 | 22 | 39.2 | 27.68 | 55.94 | 55.94 | 42.08 | 4 | -2.4 | 13.3 | 13.3 | 5.6
7391 | 11 | 4 | 23 | 37.4 | 35.42 | 55.94 | 55.04 | 42.08 | 3 | 1.9 | 13.3 | 12.8 | 5.6
7392 | 11 | 4 | 24 | 41 | 33.98 | 55.04 | 55.04 | 42.08 | 5 | 1.1 | 12.8 | 12.8 | 5.6
7393 | 11 | 5 | 1 | 42.8 | 35.06 | 51.08 | 53.06 | 39.02 | 6 | 1.7 | 10.6 | 11.7 | 3.9
7394 | 11 | 5 | 2 | 42.8 | 36.68 | 48.92 | 53.06 | 39.92 | 6 | 2.6 | 9.4 | 11.7 | 4.4
7395 | 11 | 5 | 3 | 41 | 37.58 | 50 | 53.06 | 39.02 | 5 | 3.1 | 10 | 11.7 | 3.9
7396 | 11 | 5 | 4 | 42.8 | 38.66 | 48.92 | 51.08 | 37.94 | 6 | 3.7 | 9.4 | 10.6 | 3.3
7397 | 11 | 5 | 5 | 42.8 | 40.46 | 44.96 | 51.08 | 37.94 | 6 | 4.7 | 7.2 | 10.6 | 3.3
7398 | 11 | 5 | 6 | 42.8 | 42.08 | 46.94 | 48.02 | 35.96 | 6 | 5.6 | 8.3 | 8.9 | 2.2
7399 | 11 | 5 | 7 | 42.8 | 41 | 50 | 48.92 | 37.94 | 6 | 5 | 10 | 9.4 | 3.3
7400 | 11 | 5 | 8 | 50 | 42.98 | 57.02 | 50 | 39.92 | 10 | 6.1 | 13.9 | 10 | 4.4
7401 | 11 | 5 | 9 | 53.6 | 46.04 | 64.94 | 51.98 | 42.08 | 12 | 7.8 | 18.3 | 11.1 | 5.6
7402 | 11 | 5 | 10 | 64.4 | 46.94 | 68 | 51.08 | 44.06 | 18 | 8.3 | 20 | 10.6 | 6.7
7403 | 11 | 5 | 11 | 64.4 | 50.36 | 69.08 | 53.06 | 46.94 | 18 | 10.2 | 20.6 | 11.7 | 8.3
7404 | 11 | 5 | 12 | 68 | 51.62 | 71.96 | 53.06 | 50 | 20 | 10.9 | 22.2 | 11.7 | 10
7405 | 11 | 5 | 13 | 69.8 | 49.1 | 73.04 | 53.96 | 53.06 | 21 | 9.5 | 22.8 | 12.2 | 11.7
7406 | 11 | 5 | 14 | 69.8 | 48.56 | 75.02 | 55.04 | 53.96 | 21 | 9.2 | 23.9 | 12.8 | 12.2
7407 | 11 | 5 | 15 | 69.8 | 49.1 | 73.94 | 51.98 | 55.04 | 21 | 9.5 | 23.3 | 11.1 | 12.8
7408 | 11 | 5 | 16 | 66.2 | 49.28 | 73.94 | 50 | 53.96 | 19 | 9.6 | 23.3 | 10 | 12.2
7409 | 11 | 5 | 17 | 59 | 46.76 | 69.98 | 46.04 | 53.06 | 15 | 8.2 | 21.1 | 7.8 | 11.7
7410 | 11 | 5 | 18 | 55.4 | 45.32 | 66.92 | 44.96 | 51.08 | 13 | 7.4 | 19.4 | 7.2 | 10.6
7411 | 11 | 5 | 19 | 55.4 | 43.52 | 62.06 | 42.98 | 48.92 | 13 | 6.4 | 16.7 | 6.1 | 9.4
7412 | 11 | 5 | 20 | 48.2 | 42.8 | 59 | 42.08 | 48.92 | 9 | 6 | 15 | 5.6 | 9.4
7413 | 11 | 5 | 21 | 44.6 | 42.08 | 57.02 | 42.08 | 44.96 | 7 | 5.6 | 13.9 | 5.6 | 7.2
7414 | 11 | 5 | 22 | 44.6 | 41.18 | 53.06 | 39.92 | 44.06 | 7 | 5.1 | 11.7 | 4.4 | 6.7
7415 | 11 | 5 | 23 | 44.6 | 40.46 | 53.06 | 35.96 | 42.08 | 7 | 4.7 | 11.7 | 2.2 | 5.6
7416 | 11 | 5 | 24 | 42.8 | 39.74 | 53.06 | 37.04 | 39.92 | 6 | 4.3 | 11.7 | 2.8 | 4.4
7417 | 11 | 6 | 1 | 42.8 | 38.12 | 51.08 | 35.06 | 35.96 | 6 | 3.4 | 10.6 | 1.7 | 2.2
7418 | 11 | 6 | 2 | 42.8 | 36.32 | 50 | 35.96 | 37.04 | 6 | 2.4 | 10 | 2.2 | 2.8
7419 | 11 | 6 | 3 | 42.8 | 35.6 | 50 | 37.04 | 37.04 | 6 | 2 | 10 | 2.8 | 2.8
7420 | 11 | 6 | 4 | 42.8 | 33.8 | 51.08 | 35.06 | 37.04 | 6 | 1 | 10.6 | 1.7 | 2.8
7421 | 11 | 6 | 5 | 42.8 | 33.98 | 48.92 | 35.06 | 35.06 | 6 | 1.1 | 9.4 | 1.7 | 1.7
7422 | 11 | 6 | 6 | 42.8 | 33.26 | 51.08 | 35.96 | 33.98 | 6 | 0.7 | 10.6 | 2.2 | 1.1
7423 | 11 | 6 | 7 | 44.6 | 32 | 57.92 | 35.96 | 35.06 | 7 | 0 | 14.4 | 2.2 | 1.7
7424 | 11 | 6 | 8 | 50 | 33.8 | 64.04 | 35.96 | 37.04 | 10 | 1 | 17.8 | 2.2 | 2.8
7425 | 11 | 6 | 9 | 55.4 | 36.86 | 64.94 | 37.04 | 41 | 13 | 2.7 | 18.3 | 2.8 | 5
7426 | 11 | 6 | 10 | 61.34 | 39.74 | 64.94 | 39.92 | 44.96 | 16.3 | 4.3 | 18.3 | 4.4 | 7.2
7427 | 11 | 6 | 11 | 66.2 | 42.08 | 64.04 | 42.08 | 48.92 | 19 | 5.6 | 17.8 | 5.6 | 9.4
7428 | 11 | 6 | 12 | 68 | 43.7 | 64.94 | 44.06 | 51.08 | 20 | 6.5 | 18.3 | 6.7 | 10.6
7429 | 11 | 6 | 13 | 71.6 | 44.6 | 64.04 | 44.96 | 53.96 | 22 | 7 | 17.8 | 7.2 | 12.2
7430 | 11 | 6 | 14 | 71.6 | 44.6 | 64.04 | 46.04 | 55.94 | 22 | 7 | 17.8 | 7.8 | 13.3
7431 | 11 | 6 | 15 | 68 | 46.4 | 62.96 | 46.04 | 59 | 20 | 8 | 17.2 | 7.8 | 15
7432 | 11 | 6 | 16 | 69.8 | 47.12 | 62.06 | 44.96 | 57.92 | 21 | 8.4 | 16.7 | 7.2 | 14.4
7433 | 11 | 6 | 17 | 64.4 | 41 | 60.08 | 42.08 | 57.92 | 18 | 5 | 15.6 | 5.6 | 14.4
7434 | 11 | 6 | 18 | 59 | 34.88 | 57.92 | 39.92 | 53.06 | 15 | 1.6 | 14.4 | 4.4 | 11.7
7435 | 11 | 6 | 19 | 57.2 | 29.66 | 57.92 | 37.94 | 48.92 | 14 | -1.3 | 14.4 | 3.3 | 9.4
7436 | 11 | 6 | 20 | 50 | 27.68 | 55.94 | 35.96 | 48.02 | 10 | -2.4 | 13.3 | 2.2 | 8.9
7437 | 11 | 6 | 21 | 48.2 | 27.5 | 53.96 | 37.04 | 46.04 | 9 | -2.5 | 12.2 | 2.8 | 7.8
7438 | 11 | 6 | 22 | 46.4 | 24.26 | 55.04 | 33.98 | 44.06 | 8 | -4.3 | 12.8 | 1.1 | 6.7
7439 | 11 | 6 | 23 | 44.6 | 23 | 53.06 | 28.04 | 42.08 | 7 | -5 | 11.7 | -2.2 | 5.6
7440 | 11 | 6 | 24 | 42.8 | 20.84 | 51.08 | 28.04 | 39.92 | 6 | -6.2 | 10.6 | -2.2 | 4.4
7441 | 11 | 7 | 1 | 41 | 20.66 | 51.08 | 26.96 | 39.02 | 5 | -6.3 | 10.6 | -2.8 | 3.9
7442 | 11 | 7 | 2 | 41 | 18.5 | 50 | 24.98 | 39.92 | 5 | -7.5 | 10 | -3.9 | 4.4
7443 | 11 | 7 | 3 | 41 | 16.34 | 50 | 21.92 | 39.02 | 5 | -8.7 | 10 | -5.6 | 3.9
7444 | 11 | 7 | 4 | 41 | 17.42 | 50 | 19.94 | 35.96 | 5 | -8.1 | 10 | -6.7 | 2.2
7445 | 11 | 7 | 5 | 41 | 16.16 | 48.92 | 21.02 | 32 | 5 | -8.8 | 9.4 | -6.1 | 0
7446 | 11 | 7 | 6 | 41 | 19.04 | 48.02 | 21.92 | 35.06 | 5 | -7.2 | 8.9 | -5.6 | 1.7
7447 | 11 | 7 | 7 | 42.8 | 15.8 | 46.94 | 19.94 | 35.06 | 6 | -9 | 8.3 | -6.7 | 1.7
7448 | 11 | 7 | 8 | 50 | 21.56 | 48.92 | 26.06 | 37.04 | 10 | -5.8 | 9.4 | -3.3 | 2.8
7449 | 11 | 7 | 9 | 57.2 | 27.5 | 50 | 30.02 | 39.92 | 14 | -2.5 | 10 | -1.1 | 4.4
7450 | 11 | 7 | 10 | 57.2 | 35.24 | 51.98 | 35.96 | 44.96 | 14 | 1.8 | 11.1 | 2.2 | 7.2
7451 | 11 | 7 | 11 | 60.8 | 40.1 | 53.96 | 39.02 | 50 | 16 | 4.5 | 12.2 | 3.9 | 10
7452 | 11 | 7 | 12 | 68 | 45.14 | 55.94 | 42.08 | 53.06 | 20 | 7.3 | 13.3 | 5.6 | 11.7
7453 | 11 | 7 | 13 | 68 | 47.84 | 57.02 | 46.04 | 55.94 | 20 | 8.8 | 13.9 | 7.8 | 13.3
7454 | 11 | 7 | 14 | 71.6 | 48.74 | 57.92 | 48.92 | 57.92 | 22 | 9.3 | 14.4 | 9.4 | 14.4
7455 | 11 | 7 | 15 | 71.6 | 49.64 | 57.92 | 50 | 60.08 | 22 | 9.8 | 14.4 | 10 | 15.6
7456 | 11 | 7 | 16 | 69.8 | 46.4 | 57.02 | 48.92 | 60.08 | 21 | 8 | 13.9 | 9.4 | 15.6
7457 | 11 | 7 | 17 | 59 | 40.46 | 53.96 | 48.92 | 57.92 | 15 | 4.7 | 12.2 | 9.4 | 14.4
7458 | 11 | 7 | 18 | 53.6 | 35.6 | 51.08 | 46.04 | 55.94 | 12 | 2 | 10.6 | 7.8 | 13.3
7459 | 11 | 7 | 19 | 46.4 | 32 | 51.08 | 44.06 | 51.08 | 8 | 0 | 10.6 | 6.7 | 10.6
7460 | 11 | 7 | 20 | 46.4 | 28.76 | 46.94 | 42.08 | 48.92 | 8 | -1.8 | 8.3 | 5.6 | 9.4
7461 | 11 | 7 | 21 | 44.6 | 30.92 | 44.06 | 42.08 | 48.92 | 7 | -0.6 | 6.7 | 5.6 | 9.4
7462 | 11 | 7 | 22 | 44.6 | 29.48 | 44.06 | 42.08 | 44.96 | 7 | -1.4 | 6.7 | 5.6 | 7.2
7463 | 11 | 7 | 23 | 44.6 | 31.64 | 42.98 | 42.08 | 44.06 | 7 | -0.2 | 6.1 | 5.6 | 6.7
7464 | 11 | 7 | 24 | 46.4 | 33.8 | 42.08 | 39.92 | 46.04 | 8 | 1 | 5.6 | 4.4 | 7.8
7465 | 11 | 8 | 1 | 44.6 | 32.54 | 48.02 | 37.94 | 48.92 | 7 | 0.3 | 8.9 | 3.3 | 9.4
7466 | 11 | 8 | 2 | 44.6 | 34.7 | 44.06 | 35.96 | 48.92 | 7 | 1.5 | 6.7 | 2.2 | 9.4
7467 | 11 | 8 | 3 | 42.8 | 36.86 | 41 | 35.06 | 51.08 | 6 | 2.7 | 5 | 1.7 | 10.6
7468 | 11 | 8 | 4 | 42.8 | 35.42 | 42.08 | 33.08 | 53.96 | 6 | 1.9 | 5.6 | 0.6 | 12.2
7469 | 11 | 8 | 5 | 46.4 | 35.78 | 42.08 | 32 | 53.06 | 8 | 2.1 | 5.6 | 0 | 11.7
7470 | 11 | 8 | 6 | 46.4 | 36.14 | 44.06 | 30.92 | 53.06 | 8 | 2.3 | 6.7 | -0.6 | 11.7
7471 | 11 | 8 | 7 | 46.4 | 31.1 | 46.94 | 30.92 | 51.08 | 8 | -0.5 | 8.3 | -0.6 | 10.6
7472 | 11 | 8 | 8 | 50 | 36.86 | 51.98 | 39.02 | 50 | 10 | 2.7 | 11.1 | 3.9 | 10
7473 | 11 | 8 | 9 | 53.6 | 42.62 | 53.96 | 44.06 | 51.98 | 12 | 5.9 | 12.2 | 6.7 | 11.1
7474 | 11 | 8 | 10 | 59 | 46.58 | 57.02 | 51.08 | 55.94 | 15 | 8.1 | 13.9 | 10.6 | 13.3
7475 | 11 | 8 | 11 | 62.6 | 50.54 | 57.92 | 57.02 | 57.02 | 17 | 10.3 | 14.4 | 13.9 | 13.9
7476 | 11 | 8 | 12 | 62.6 | 54.68 | 60.08 | 62.06 | 57.02 | 17 | 12.6 | 15.6 | 16.7 | 13.9
7477 | 11 | 8 | 13 | 64.4 | 56.84 | 60.98 | 64.94 | 59 | 18 | 13.8 | 16.1 | 18.3 | 15
7478 | 11 | 8 | 14 | 66.2 | 59 | 60.98 | 66.02 | 60.98 | 19 | 15 | 16.1 | 18.9 | 16.1
7479 | 11 | 8 | 15 | 66.2 | 61.16 | 60.98 | 68 | 62.06 | 19 | 16.2 | 16.1 | 20 | 16.7
7480 | 11 | 8 | 16 | 64.4 | 56.12 | 59 | 64.94 | 60.98 | 18 | 13.4 | 15 | 18.3 | 16.1
7481 | 11 | 8 | 17 | 55.4 | 52.88 | 55.94 | 60.08 | 60.08 | 13 | 11.6 | 13.3 | 15.6 | 15.6
7482 | 11 | 8 | 18 | 53.6 | 46.04 | 53.96 | 55.94 | 59 | 12 | 7.8 | 12.2 | 13.3 | 15
7483 | 11 | 8 | 19 | 50 | 42.8 | 51.98 | 48.02 | 57.92 | 10 | 6 | 11.1 | 8.9 | 14.4
7484 | 11 | 8 | 20 | 50 | 46.76 | 50 | 46.94 | 55.94 | 10 | 8.2 | 10 | 8.3 | 13.3
7485 | 11 | 8 | 21 | 44.6 | 45.32 | 46.94 | 44.06 | 57.02 | 7 | 7.4 | 8.3 | 6.7 | 13.9
7486 | 11 | 8 | 22 | 44.6 | 47.66 | 42.98 | 42.98 | 57.02 | 7 | 8.7 | 6.1 | 6.1 | 13.9
7487 | 11 | 8 | 23 | 44.6 | 46.22 | 42.98 | 37.94 | 53.96 | 7 | 7.9 | 6.1 | 3.3 | 12.2
7488 | 11 | 8 | 24 | 46.4 | 42.98 | 39.92 | 37.94 | 55.04 | 8 | 6.1 | 4.4 | 3.3 | 12.8
7489 | 11 | 9 | 1 | 48.2 | 41.54 | 39.02 | 33.98 | 53.06 | 9 | 5.3 | 3.9 | 1.1 | 11.7
7490 | 11 | 9 | 2 | 42.8 | 41.9 | 41 | 32 | 53.06 | 6 | 5.5 | 5 | 0 | 11.7
7491 | 11 | 9 | 3 | 44.6 | 38.66 | 39.02 | 28.94 | 55.04 | 7 | 3.7 | 3.9 | -1.7 | 12.8
7492 | 11 | 9 | 4 | 46.4 | 37.22 | 37.94 | 28.94 | 55.04 | 8 | 2.9 | 3.3 | -1.7 | 12.8
7493 | 11 | 9 | 5 | 46.4 | 35.78 | 37.94 | 28.94 | 55.04 | 8 | 2.1 | 3.3 | -1.7 | 12.8
7494 | 11 | 9 | 6 | 48.2 | 41.54 | 35.06 | 28.04 | 53.96 | 9 | 5.3 | 1.7 | -2.2 | 12.2
7495 | 11 | 9 | 7 | 50 | 38.3 | 35.06 | 24.98 | 53.96 | 10 | 3.5 | 1.7 | -3.9 | 12.2
7496 | 11 | 9 | 8 | 51.8 | 45.86 | 44.96 | 33.98 | 55.04 | 11 | 7.7 | 7.2 | 1.1 | 12.8
7497 | 11 | 9 | 9 | 60.8 | 51.8 | 51.08 | 41 | 57.92 | 16 | 11 | 10.6 | 5 | 14.4
7498 | 11 | 9 | 10 | 64.4 | 59.36 | 55.04 | 46.04 | 60.08 | 18 | 15.2 | 12.8 | 7.8 | 15.6
7499 | 11 | 9 | 11 | 68 | 63.32 | 57.92 | 53.06 | 62.06 | 20 | 17.4 | 14.4 | 11.7 | 16.7
7500 | 11 | 9 | 12 | 68 | 60.08 | 59 | 60.08 | 62.06 | 20 | 15.6 | 15 | 15.6 | 16.7
7501 | 11 | 9 | 13 | 68 | 58.64 | 60.98 | 64.04 | 64.94 | 20 | 14.8 | 16.1 | 17.8 | 18.3
7502 | 11 | 9 | 14 | 68 | 60.8 | 60.98 | 69.08 | 66.92 | 20 | 16 | 16.1 | 20.6 | 19.4
7503 | 11 | 9 | 15 | 64.4 | 60.62 | 62.06 | 71.96 | 64.94 | 18 | 15.9 | 16.7 | 22.2 | 18.3
7504 | 11 | 9 | 16 | 62.6 | 59.54 | 60.98 | 69.98 | 62.06 | 17 | 15.3 | 16.1 | 21.1 | 16.7
7505 | 11 | 9 | 17 | 55.4 | 49.46 | 57.92 | 60.98 | 60.08 | 13 | 9.7 | 14.4 | 16.1 | 15.6
7506 | 11 | 9 | 18 | 55.4 | 43.34 | 55.04 | 53.06 | 59 | 13 | 6.3 | 12.8 | 11.7 | 15
7507 | 11 | 9 | 19 | 53.6 | 40.28 | 48.92 | 51.08 | 57.92 | 12 | 4.6 | 9.4 | 10.6 | 14.4
7508 | 11 | 9 | 20 | 50 | 37.22 | 46.94 | 48.92 | 57.02 | 10 | 2.9 | 8.3 | 9.4 | 13.9
7509 | 11 | 9 | 21 | 48.2 | 37.04 | 48.02 | 37.04 | 53.96 | 9 | 2.8 | 8.9 | 2.8 | 12.2
7510 | 11 | 9 | 22 | 46.4 | 31.1 | 44.96 | 39.92 | 48.02 | 8 | -0.5 | 7.2 | 4.4 | 8.9
7511 | 11 | 9 | 23 | 46.4 | 29.84 | 44.06 | 35.96 | 42.98 | 8 | -1.2 | 6.7 | 2.2 | 6.1
7512 | 11 | 9 | 24 | 46.4 | 28.76 | 39.92 | 33.98 | 42.98 | 8 | -1.8 | 4.4 | 1.1 | 6.1
7513 | 11 | 10 | 1 | 48.2 | 26.6 | 39.92 | 30.92 | 42.98 | 9 | -3 | 4.4 | -0.6 | 6.1
7514 | 11 | 10 | 2 | 46.4 | 24.8 | 41 | 30.92 | 39.92 | 8 | -4 | 5 | -0.6 | 4.4
7515 | 11 | 10 | 3 | 46.4 | 21.38 | 39.92 | 26.96 | 41 | 8 | -5.9 | 4.4 | -2.8 | 5
7516 | 11 | 10 | 4 | 44.6 | 21.2 | 37.94 | 28.04 | 41 | 7 | -6 | 3.3 | -2.2 | 5
7517 | 11 | 10 | 5 | 44.6 | 22.82 | 37.94 | 26.06 | 41 | 7 | -5.1 | 3.3 | -3.3 | 5
7518 | 11 | 10 | 6 | 42.8 | 24.62 | 39.02 | 24.08 | 41 | 6 | -4.1 | 3.9 | -4.4 | 5
7519 | 11 | 10 | 7 | 39.2 | 25.16 | 41 | 26.06 | 41 | 4 | -3.8 | 5 | -3.3 | 5
7520 | 11 | 10 | 8 | 39.2 | 26.96 | 48.92 | 30.02 | 41 | 4 | -2.8 | 9.4 | -1.1 | 5
7521 | 11 | 10 | 9 | 39.2 | 29.66 | 55.04 | 39.02 | 42.98 | 4 | -1.3 | 12.8 | 3.9 | 6.1
7522 | 11 | 10 | 10 | 39.2 | 31.46 | 59 | 46.04 | 46.04 | 4 | -0.3 | 15 | 7.8 | 7.8
7523 | 11 | 10 | 11 | 41 | 33.08 | 62.96 | 53.06 | 48.02 | 5 | 0.6 | 17.2 | 11.7 | 8.9
7524 | 11 | 10 | 12 | 39.2 | 35.78 | 64.94 | 60.98 | 50 | 4 | 2.1 | 18.3 | 16.1 | 10
7525 | 11 | 10 | 13 | 37.4 | 37.4 | 66.02 | 64.94 | 53.06 | 3 | 3 | 18.9 | 18.3 | 11.7
7526 | 11 | 10 | 14 | 37.4 | 38.3 | 66.02 | 69.08 | 53.96 | 3 | 3.5 | 18.9 | 20.6 | 12.2
7527 | 11 | 10 | 15 | 35.6 | 40.82 | 66.02 | 69.98 | 55.04 | 2 | 4.9 | 18.9 | 21.1 | 12.8
7528 | 11 | 10 | 16 | 33.8 | 42.62 | 64.94 | 71.96 | 51.08 | 1 | 5.9 | 18.3 | 22.2 | 10.6
7529 | 11 | 10 | 17 | 32 | 42.26 | 62.06 | 62.06 | 46.04 | 0 | 5.7 | 16.7 | 16.7 | 7.8
7530 | 11 | 10 | 18 | 32 | 43.16 | 59 | 53.06 | 44.06 | 0 | 6.2 | 15 | 11.7 | 6.7
7531 | 11 | 10 | 19 | 28.4 | 43.7 | 53.96 | 51.08 | 42.98 | -2 | 6.5 | 12.2 | 10.6 | 6.1
7532 | 11 | 10 | 20 | 28.4 | 37.58 | 51.98 | 44.06 | 42.98 | -2 | 3.1 | 11.1 | 6.7 | 6.1
7533 | 11 | 10 | 21 | 28.4 | 39.2 | 48.92 | 39.92 | 42.08 | -2 | 4 | 9.4 | 4.4 | 5.6
7534 | 11 | 10 | 22 | 28.4 | 35.06 | 46.04 | 37.94 | 42.08 | -2 | 1.7 | 7.8 | 3.3 | 5.6
7535 | 11 | 10 | 23 | 30.2 | 32.72 | 48.92 | 33.08 | 42.08 | -1 | 0.4 | 9.4 | 0.6 | 5.6
7536 | 11 | 10 | 24 | 30.2 | 32.18 | 48.92 | 33.08 | 41 | -1 | 0.1 | 9.4 | 0.6 | 5
7537 | 11 | 11 | 1 | 30.2 | 33.44 | 48.02 | 30.92 | 39.02 | -1 | 0.8 | 8.9 | -0.6 | 3.9
7538 | 11 | 11 | 2 | 30.2 | 29.3 | 42.98 | 28.94 | 37.94 | -1 | -1.5 | 6.1 | -1.7 | 3.3
7539 | 11 | 11 | 3 | 30.2 | 23.36 | 42.98 | 28.04 | 37.94 | -1 | -4.8 | 6.1 | -2.2 | 3.3
7540 | 11 | 11 | 4 | 28.4 | 22.82 | 39.92 | 24.98 | 37.04 | -2 | -5.1 | 4.4 | -3.9 | 2.8
7541 | 11 | 11 | 5 | 26.6 | 24.08 | 39.92 | 26.06 | 37.04 | -3 | -4.4 | 4.4 | -3.3 | 2.8
7542 | 11 | 11 | 6 | 28.4 | 19.94 | 39.92 | 24.98 | 37.04 | -2 | -6.7 | 4.4 | -3.9 | 2.8
7543 | 11 | 11 | 7 | 28.4 | 21.2 | 39.92 | 23 | 35.96 | -2 | -6 | 4.4 | -5 | 2.2
7544 | 11 | 11 | 8 | 32 | 24.98 | 51.08 | 30.02 | 37.04 | 0 | -3.9 | 10.6 | -1.1 | 2.8
7545 | 11 | 11 | 9 | 35.6 | 30.2 | 55.94 | 37.04 | 41 | 2 | -1 | 13.3 | 2.8 | 5
7546 | 11 | 11 | 10 | 39.2 | 35.78 | 60.98 | 39.92 | 44.96 | 4 | 2.1 | 16.1 | 4.4 | 7.2
7547 | 11 | 11 | 11 | 41 | 34.34 | 62.06 | 48.02 | 46.04 | 5 | 1.3 | 16.7 | 8.9 | 7.8
7548 | 11 | 11 | 12 | 42.8 | 39.92 | 64.04 | 55.04 | 46.94 | 6 | 4.4 | 17.8 | 12.8 | 8.3
7549 | 11 | 11 | 13 | 44.6 | 40.28 | 66.92 | 57.02 | 48.92 | 7 | 4.6 | 19.4 | 13.9 | 9.4
7550 | 11 | 11 | 14 | 44.6 | 40.46 | 68 | 62.96 | 50 | 7 | 4.7 | 20 | 17.2 | 10
7551 | 11 | 11 | 15 | 42.8 | 35.42 | 69.08 | 66.02 | 51.08 | 6 | 1.9 | 20.6 | 18.9 | 10.6
7552 | 11 | 11 | 16 | 41 | 33.8 | 68 | 64.94 | 50 | 5 | 1 | 20 | 18.3 | 10
7553 | 11 | 11 | 17 | 39.2 | 32.18 | 64.04 | 57.02 | 48.02 | 4 | 0.1 | 17.8 | 13.9 | 8.9
7554 | 11 | 11 | 18 | 37.4 | 32.54 | 59 | 48.02 | 46.04 | 3 | 0.3 | 15 | 8.9 | 7.8
7555 | 11 | 11 | 19 | 35.6 | 25.52 | 53.96 | 46.04 | 44.06 | 2 | -3.6 | 12.2 | 7.8 | 6.7
7556 | 11 | 11 | 20 | 35.6 | 25.88 | 53.06 | 48.02 | 42.98 | 2 | -3.4 | 11.7 | 8.9 | 6.1
7557 | 11 | 11 | 21 | 32 | 22.46 | 50 | 41 | 42.08 | 0 | -5.3 | 10 | 5 | 5.6
7558 | 11 | 11 | 22 | 32 | 21.02 | 50 | 39.02 | 41 | 0 | -6.1 | 10 | 3.9 | 5
7559 | 11 | 11 | 23 | 32 | 21.2 | 51.98 | 37.04 | 39.02 | 0 | -6 | 11.1 | 2.8 | 3.9
7560 | 11 | 11 | 24 | 32 | 19.58 | 44.96 | 35.06 | 37.94 | 0 | -6.9 | 7.2 | 1.7 | 3.3
7561 | 11 | 12 | 1 | 32 | 19.94 | 46.94 | 35.96 | 35.06 | 0 | -6.7 | 8.3 | 2.2 | 1.7
7562 | 11 | 12 | 2 | 30.2 | 18.32 | 46.94 | 35.96 | 33.98 | -1 | -7.6 | 8.3 | 2.2 | 1.1
7563 | 11 | 12 | 3 | 30.2 | 18.68 | 46.04 | 32 | 35.06 | -1 | -7.4 | 7.8 | 0 | 1.7
7564 | 11 | 12 | 4 | 32 | 18.86 | 48.02 | 32 | 33.98 | 0 | -7.3 | 8.9 | 0 | 1.1
7565 | 11 | 12 | 5 | 30.2 | 19.22 | 46.04 | 30.92 | 33.98 | -1 | -7.1 | 7.8 | -0.6 | 1.1
7566 | 11 | 12 | 6 | 28.4 | 17.6 | 44.06 | 30.02 | 33.08 | -2 | -8 | 6.7 | -1.1 | 0.6
7567 | 11 | 12 | 7 | 28.4 | 20.66 | 46.04 | 26.06 | 32 | -2 | -6.3 | 7.8 | -3.3 | 0
7568 | 11 | 12 | 8 | 32 | 23.54 | 57.02 | 35.06 | 33.98 | 0 | -4.7 | 13.9 | 1.7 | 1.1
7569 | 11 | 12 | 9 | 37.4 | 28.58 | 60.08 | 41 | 37.04 | 3 | -1.9 | 15.6 | 5 | 2.8
7570 | 11 | 12 | 10 | 39.2 | 33.62 | 64.04 | 48.02 | 39.02 | 4 | 0.9 | 17.8 | 8.9 | 3.9
7571 | 11 | 12 | 11 | 41 | 36.68 | 68 | 55.04 | 42.08 | 5 | 2.6 | 20 | 12.8 | 5.6
7572 | 11 | 12 | 12 | 41 | 38.48 | 71.06 | 62.06 | 44.96 | 5 | 3.6 | 21.7 | 16.7 | 7.2
7573 | 11 | 12 | 13 | 41 | 42.44 | 71.96 | 64.94 | 46.04 | 5 | 5.8 | 22.2 | 18.3 | 7.8
7574 | 11 | 12 | 14 | 42.8 | 45.14 | 73.94 | 71.06 | 48.02 | 6 | 7.3 | 23.3 | 21.7 | 8.9
7575 | 11 | 12 | 15 | 42.8 | 46.58 | 73.94 | 71.96 | 48.92 | 6 | 8.1 | 23.3 | 22.2 | 9.4
7576 | 11 | 12 | 16 | 41 | 46.76 | 71.96 | 71.06 | 48.92 | 5 | 8.2 | 22.2 | 21.7 | 9.4
7577 | 11 | 12 | 17 | 39.2 | 44.6 | 68 | 64.04 | 48.02 | 4 | 7 | 20 | 17.8 | 8.9
7578 | 11 | 12 | 18 | 37.4 | 38.66 | 66.02 | 57.02 | 46.94 | 3 | 3.7 | 18.9 | 13.9 | 8.3
7579 | 11 | 12 | 19 | 37.4 | 35.6 | 57.02 | 53.06 | 44.96 | 3 | 2 | 13.9 | 11.7 | 7.2
7580 | 11 | 12 | 20 | 37.4 | 35.6 | 55.94 | 44.96 | 42.08 | 3 | 2 | 13.3 | 7.2 | 5.6
7581 | 11 | 12 | 21 | 37.4 | 34.7 | 53.06 | 48.92 | 37.94 | 3 | 1.5 | 11.7 | 9.4 | 3.3
7582 | 11 | 12 | 22 | 35.6 | 34.16 | 53.06 | 42.98 | 37.04 | 2 | 1.2 | 11.7 | 6.1 | 2.8
7583 | 11 | 12 | 23 | 37.4 | 33.62 | 51.08 | 41 | 41 | 3 | 0.9 | 10.6 | 5 | 5
7584 | 11 | 12 | 24 | 37.4 | 33.44 | 51.08 | 41 | 39.92 | 3 | 0.8 | 10.6 | 5 | 4.4
7585 | 11 | 13 | 1 | 35.6 | 33.44 | 48.02 | 37.04 | 35.06 | 2 | 0.8 | 8.9 | 2.8 | 1.7
7586 | 11 | 13 | 2 | 33.8 | 33.8 | 48.92 | 37.04 | 33.08 | 1 | 1 | 9.4 | 2.8 | 0.6
7587 | 11 | 13 | 3 | 33.8 | 31.1 | 48.02 | 33.98 | 35.06 | 1 | -0.5 | 8.9 | 1.1 | 1.7
7588 | 11 | 13 | 4 | 33.8 | 29.66 | 46.04 | 33.98 | 32 | 1 | -1.3 | 7.8 | 1.1 | 0
7589 | 11 | 13 | 5 | 33.8 | 27.86 | 42.08 | 32 | 32 | 1 | -2.3 | 5.6 | 0 | 0
7590 | 11 | 13 | 6 | 32 | 26.24 | 44.06 | 30.92 | 32 | 0 | -3.2 | 6.7 | -0.6 | 0
7591 | 11 | 13 | 7 | 32 | 26.6 | 44.96 | 32 | 33.08 | 0 | -3 | 7.2 | 0 | 0.6
7592 | 11 | 13 | 8 | 33.8 | 30.92 | 53.06 | 35.96 | 37.04 | 1 | -0.6 | 11.7 | 2.2 | 2.8
7593 | 11 | 13 | 9 | 37.4 | 39.38 | 60.08 | 39.02 | 35.96 | 3 | 4.1 | 15.6 | 3.9 | 2.2
7594 | 11 | 13 | 10 | 41 | 41.72 | 62.96 | 42.98 | 41 | 5 | 5.4 | 17.2 | 6.1 | 5
7595 | 11 | 13 | 11 | 39.2 | 44.96 | 66.02 | 46.94 | 44.96 | 4 | 7.2 | 18.9 | 8.3 | 7.2
7596 | 11 | 13 | 12 | 39.2 | 48.38 | 66.92 | 60.08 | 46.94 | 4 | 9.1 | 19.4 | 15.6 | 8.3
7597 | 11 | 13 | 13 | 42.8 | 51.62 | 69.08 | 73.94 | 50 | 6 | 10.9 | 20.6 | 23.3 | 10
7598 | 11 | 13 | 14 | 44.6 | 51.98 | 71.06 | 73.94 | 51.08 | 7 | 11.1 | 21.7 | 23.3 | 10.6
7599 | 11 | 13 | 15 | 42.8 | 50.54 | 71.06 | 71.96 | 51.98 | 6 | 10.3 | 21.7 | 22.2 | 11.1
7600 | 11 | 13 | 16 | 39.2 | 46.94 | 68 | 69.08 | 51.98 | 4 | 8.3 | 20 | 20.6 | 11.1
7601 | 11 | 13 | 17 | 37.4 | 40.82 | 66.02 | 64.04 | 51.08 | 3 | 4.9 | 18.9 | 17.8 | 10.6
7602 | 11 | 13 | 18 | 35.6 | 35.6 | 62.96 | 62.96 | 48.92 | 2 | 2 | 17.2 | 17.2 | 9.4
7603 | 11 | 13 | 19 | 35.6 | 31.64 | 57.02 | 62.06 | 44.96 | 2 | -0.2 | 13.9 | 16.7 | 7.2
7604 | 11 | 13 | 20 | 33.8 | 29.12 | 53.96 | 60.08 | 44.96 | 1 | -1.6 | 12.2 | 15.6 | 7.2
7605 | 11 | 13 | 21 | 33.8 | 28.4 | 51.98 | 60.08 | 42.98 | 1 | -2 | 11.1 | 15.6 | 6.1
7606 | 11 | 13 | 22 | 35.6 | 28.04 | 51.08 | 60.08 | 42.98 | 2 | -2.2 | 10.6 | 15.6 | 6.1
7607 | 11 | 13 | 23 | 35.6 | 27.5 | 48.92 | 59 | 41 | 2 | -2.5 | 9.4 | 15 | 5
7608 | 11 | 13 | 24 | 35.6 | 27.32 | 48.92 | 55.94 | 42.98 | 2 | -2.6 | 9.4 | 13.3 | 6.1
7609 | 11 | 14 | 1 | 33.8 | 27.32 | 46.94 | 53.06 | 42.08 | 1 | -2.6 | 8.3 | 11.7 | 5.6
7610 | 11 | 14 | 2 | 32 | 27.86 | 44.96 | 53.06 | 42.98 | 0 | -2.3 | 7.2 | 11.7 | 6.1
7611 | 11 | 14 | 3 | 30.2 | 27.68 | 44.06 | 48.02 | 42.98 | -1 | -2.4 | 6.7 | 8.9 | 6.1
7612 | 11 | 14 | 4 | 30.2 | 27.68 | 44.96 | 48.02 | 42.98 | -1 | -2.4 | 7.2 | 8.9 | 6.1
7613 | 11 | 14 | 5 | 30.2 | 28.4 | 44.06 | 48.92 | 39.92 | -1 | -2 | 6.7 | 9.4 | 4.4
7614 | 11 | 14 | 6 | 28.4 | 26.24 | 42.98 | 46.04 | 39.02 | -2 | -3.2 | 6.1 | 7.8 | 3.9
7615 | 11 | 14 | 7 | 30.2 | 24.08 | 46.04 | 44.96 | 39.92 | -1 | -4.4 | 7.8 | 7.2 | 4.4
7616 | 11 | 14 | 8 | 32 | 25.34 | 51.08 | 48.92 | 42.98 | 0 | -3.7 | 10.6 | 9.4 | 6.1
7617 | 11 | 14 | 9 | 33.8 | 26.78 | 59 | 50 | 44.06 | 1 | -2.9 | 15 | 10 | 6.7
7618 | 11 | 14 | 10 | 37.4 | 30.02 | 60.98 | 53.96 | 46.94 | 3 | -1.1 | 16.1 | 12.2 | 8.3
7619 | 11 | 14 | 11 | 39.2 | 31.82 | 64.04 | 60.08 | 48.92 | 4 | -0.1 | 17.8 | 15.6 | 9.4
7620 | 11 | 14 | 12 | 41 | 32.72 | 66.92 | 60.98 | 51.08 | 5 | 0.4 | 19.4 | 16.1 | 10.6
7621 | 11 | 14 | 13 | 42.8 | 35.96 | 69.98 | 62.96 | 53.06 | 6 | 2.2 | 21.1 | 17.2 | 11.7
7622 | 11 | 14 | 14 | 44.6 | 37.4 | 71.96 | 60.98 | 55.04 | 7 | 3 | 22.2 | 16.1 | 12.8
7623 | 11 | 14 | 15 | 46.4 | 38.3 | 73.94 | 55.04 | 53.96 | 8 | 3.5 | 23.3 | 12.8 | 12.2
7624 | 11 | 14 | 16 | 46.4 | 41.18 | 71.96 | 53.06 | 53.96 | 8 | 5.1 | 22.2 | 11.7 | 12.2
7625 | 11 | 14 | 17 | 41 | 36.68 | 66.92 | 51.08 | 51.08 | 5 | 2.6 | 19.4 | 10.6 | 10.6
7626 | 11 | 14 | 18 | 37.4 | 30.38 | 64.94 | 51.08 | 48.92 | 3 | -0.9 | 18.3 | 10.6 | 9.4
7627 | 11 | 14 | 19 | 37.4 | 27.86 | 60.08 | 44.96 | 48.02 | 3 | -2.3 | 15.6 | 7.2 | 8.9
7628 | 11 | 14 | 20 | 33.8 | 28.76 | 60.98 | 42.98 | 46.04 | 1 | -1.8 | 16.1 | 6.1 | 7.8
7629 | 11 | 14 | 21 | 33.8 | 27.86 | 55.94 | 42.98 | 44.06 | 1 | -2.3 | 13.3 | 6.1 | 6.7
7630 | 11 | 14 | 22 | 32 | 27.14 | 53.06 | 42.08 | 44.06 | 0 | -2.7 | 11.7 | 5.6 | 6.7
7631 | 11 | 14 | 23 | 30.2 | 24.44 | 51.98 | 42.08 | 42.08 | -1 | -4.2 | 11.1 | 5.6 | 5.6
7632 | 11 | 14 | 24 | 30.2 | 27.14 | 53.96 | 42.08 | 41 | -1 | -2.7 | 12.2 | 5.6 | 5
7633 | 11 | 15 | 1 | 30.2 | 28.22 | 51.98 | 41 | 39.92 | -1 | -2.1 | 11.1 | 5 | 4.4
7634 | 11 | 15 | 2 | 30.2 | 25.52 | 53.06 | 41 | 39.92 | -1 | -3.6 | 11.7 | 5 | 4.4
7635 | 11 | 15 | 3 | 32 | 26.42 | 50 | 39.92 | 37.04 | 0 | -3.1 | 10 | 4.4 | 2.8
7636 | 11 | 15 | 4 | 30.2 | 27.5 | 48.02 | 39.92 | 41 | -1 | -2.5 | 8.9 | 4.4 | 5
7637 | 11 | 15 | 5 | 32 | 28.4 | 48.02 | 39.92 | 39.92 | 0 | -2 | 8.9 | 4.4 | 4.4
7638 | 11 | 15 | 6 | 32 | 30.2 | 46.94 | 39.92 | 39.92 | 0 | -1 | 8.3 | 4.4 | 4.4
7639 | 11 | 15 | 7 | 32 | 32 | 48.92 | 39.02 | 39.02 | 0 | 0 | 9.4 | 3.9 | 3.9
7640 | 11 | 15 | 8 | 33.8 | 30.92 | 55.94 | 41 | 39.02 | 1 | -0.6 | 13.3 | 5 | 3.9
7641 | 11 | 15 | 9 | 41 | 31.64 | 62.96 | 42.08 | 39.02 | 5 | -0.2 | 17.2 | 5.6 | 3.9
7642 | 11 | 15 | 10 | 44.6 | 32 | 64.94 | 44.06 | 44.06 | 7 | 0 | 18.3 | 6.7 | 6.7
7643 | 11 | 15 | 11 | 48.2 | 33.8 | 64.94 | 46.04 | 46.04 | 9 | 1 | 18.3 | 7.8 | 7.8
7644 | 11 | 15 | 12 | 51.8 | 38.66 | 69.08 | 50 | 46.94 | 11 | 3.7 | 20.6 | 10 | 8.3
7645 | 11 | 15 | 13 | 53.78 | 44.42 | 69.98 | 53.06 | 50 | 12.1 | 6.9 | 21.1 | 11.7 | 10
7646 | 11 | 15 | 14 | 55.4 | 46.4 | 69.98 | 53.96 | 51.08 | 13 | 8 | 21.1 | 12.2 | 10.6
7647 | 11 | 15 | 15 | 55.4 | 48.2 | 69.98 | 53.06 | 48.02 | 13 | 9 | 21.1 | 11.7 | 8.9
7648 | 11 | 15 | 16 | 53.6 | 48.2 | 69.08 | 51.98 | 50 | 12 | 9 | 20.6 | 11.1 | 10
7649 | 11 | 15 | 17 | 48.2 | 41.9 | 66.02 | 48.02 | 46.94 | 9 | 5.5 | 18.9 | 8.9 | 8.3
7650 | 11 | 15 | 18 | 46.4 | 36.68 | 62.06 | 46.94 | 42.08 | 8 | 2.6 | 16.7 | 8.3 | 5.6
7651 | 11 | 15 | 19 | 42.8 | 33.62 | 60.08 | 44.06 | 41 | 6 | 0.9 | 15.6 | 6.7 | 5
7652 | 11 | 15 | 20 | 37.4 | 28.4 | 55.94 | 42.98 | 39.92 | 3 | -2 | 13.3 | 6.1 | 4.4
7653 | 11 | 15 | 21 | 37.4 | 29.3 | 55.04 | 35.96 | 39.92 | 3 | -1.5 | 12.8 | 2.2 | 4.4
7654 | 11 | 15 | 22 | 37.4 | 28.22 | 53.96 | 37.94 | 39.92 | 3 | -2.1 | 12.2 | 3.3 | 4.4
7655 | 11 | 15 | 23 | 37.4 | 28.04 | 53.06 | 39.02 | 37.94 | 3 | -2.2 | 11.7 | 3.9 | 3.3
7656 | 11 | 15 | 24 | 37.4 | 26.78 | 51.98 | 37.04 | 37.04 | 3 | -2.9 | 11.1 | 2.8 | 2.8
7657 | 11 | 16 | 1 | 37.4 | 26.6 | 51.08 | 35.06 | 35.06 | 3 | -3 | 10.6 | 1.7 | 1.7
7658 | 11 | 16 | 2 | 35.6 | 24.44 | 51.08 | 35.06 | 33.08 | 2 | -4.2 | 10.6 | 1.7 | 0.6
7659 | 11 | 16 | 3 | 33.8 | 22.46 | 48.02 | 33.08 | 33.98 | 1 | -5.3 | 8.9 | 0.6 | 1.1
7660 | 11 | 16 | 4 | 35.6 | 22.1 | 48.02 | 32 | 30.92 | 2 | -5.5 | 8.9 | 0 | -0.6
7661 | 11 | 16 | 5 | 36.5 | 21.74 | 46.94 | 32 | 30.02 | 2.5 | -5.7 | 8.3 | 0 | -1.1
7662 | 11 | 16 | 6 | 37.4 | 19.76 | 46.94 | 28.04 | 30.92 | 3 | -6.8 | 8.3 | -2.2 | -0.6
7663 | 11 | 16 | 7 | 37.4 | 21.2 | 46.94 | 28.04 | 30.02 | 3 | -6 | 8.3 | -2.2 | -1.1
7664 | 11 | 16 | 8 | 39.2 | 24.44 | 53.96 | 30.92 | 30.92 | 4 | -4.2 | 12.2 | -0.6 | -0.6
7665 | 11 | 16 | 9 | 46.4 | 27.86 | 60.08 | 37.04 | 35.96 | 8 | -2.3 | 15.6 | 2.8 | 2.2
7666 | 11 | 16 | 10 | 50 | 36.5 | 64.04 | 41 | 39.02 | 10 | 2.5 | 17.8 | 5 | 3.9
7667 | 11 | 16 | 11 | 53.6 | 41.54 | 66.92 | 44.96 | 42.08 | 12 | 5.3 | 19.4 | 7.2 | 5.6
7668 | 11 | 16 | 12 | 55.4 | 46.76 | 68 | 48.02 | 46.04 | 13 | 8.2 | 20 | 8.9 | 7.8
7669 | 11 | 16 | 13 | 60.8 | 51.8 | 69.98 | 51.08 | 46.94 | 16 | 11 | 21.1 | 10.6 | 8.3
7670 | 11 | 16 | 14 | 60.8 | 55.4 | 69.08 | 51.08 | 50 | 16 | 13 | 20.6 | 10.6 | 10
7671 | 11 | 16 | 15 | 60.8 | 57.2 | 69.98 | 51.08 | 51.08 | 16 | 14 | 21.1 | 10.6 | 10.6
7672 | 11 | 16 | 16 | 59 | 53.6 | 69.08 | 50 | 51.08 | 15 | 12 | 20.6 | 10 | 10.6
7673 | 11 | 16 | 17 | 48.2 | 44.6 | 66.02 | 48.92 | 50 | 9 | 7 | 18.9 | 9.4 | 10
7674 | 11 | 16 | 18 | 44.6 | 42.8 | 64.04 | 46.94 | 48.92 | 7 | 6 | 17.8 | 8.3 | 9.4
7675 | 11 | 16 | 19 | 44.6 | 35.6 | 62.06 | 46.94 | 44.06 | 7 | 2 | 16.7 | 8.3 | 6.7
7676 | 11 | 16 | 20 | 42.8 | 30.2 | 59 | 44.96 | 42.98 | 6 | -1 | 15 | 7.2 | 6.1
7677 | 11 | 16 | 21 | 44.6 | 28.4 | 59 | 44.06 | 41 | 7 | -2 | 15 | 6.7 | 5
7678 | 11 | 16 | 22 | 42.8 | 26.6 | 60.98 | 44.06 | 39.92 | 6 | -3 | 16.1 | 6.7 | 4.4
7679 | 11 | 16 | 23 | 39.2 | 26.6 | 57.92 | 44.96 | 35.06 | 4 | -3 | 14.4 | 7.2 | 1.7
7680 | 11 | 16 | 24 | 39.2 | 28.4 | 55.04 | 44.96 | 35.06 | 4 | -2 | 12.8 | 7.2 | 1.7
7681 | 11 | 17 | 1 | 37.4 | 28.4 | 55.04 | 44.06 | 37.04 | 3 | -2 | 12.8 | 6.7 | 2.8
7682 | 11 | 17 | 2 | 35.6 | 30.2 | 53.96 | 44.06 | 35.06 | 2 | -1 | 12.2 | 6.7 | 1.7
7683 | 11 | 17 | 3 | 39.2 | 30.2 | 51.98 | 42.98 | 30.02 | 4 | -1 | 11.1 | 6.1 | -1.1
7684 | 11 | 17 | 4 | 39.2 | 26.6 | 51.08 | 42.98 | 33.08 | 4 | -3 | 10.6 | 6.1 | 0.6
7685 | 11 | 17 | 5 | 42.8 | 26.6 | 51.08 | 44.06 | 32 | 6 | -3 | 10.6 | 6.7 | 0
7686 | 11 | 17 | 6 | 41 | 24.8 | 51.08 | 42.08 | 30.92 | 5 | -4 | 10.6 | 5.6 | -0.6
7687 | 11 | 17 | 7 | 37.4 | 24.8 | 51.98 | 39.92 | 30.02 | 3 | -4 | 11.1 | 4.4 | -1.1
7688 | 11 | 17 | 8 | 41 | 26.6 | 53.06 | 42.98 | 32 | 5 | -3 | 11.7 | 6.1 | 0
7689 | 11 | 17 | 9 | 48.2 | 33.8 | 59 | 50 | 35.96 | 9 | 1 | 15 | 10 | 2.2
7690 | 11 | 17 | 10 | 51.8 | 41 | 64.04 | 53.06 | 41 | 11 | 5 | 17.8 | 11.7 | 5
7691 | 11 | 17 | 11 | 53.6 | 46.4 | 66.92 | 60.08 | 44.06 | 12 | 8 | 19.4 | 15.6 | 6.7
7692 | 11 | 17 | 12 | 55.4 | 51.8 | 66.92 | 60.98 | 48.02 | 13 | 11 | 19.4 | 16.1 | 8.9
7693 | 11 | 17 | 13 | 55.4 | 55.04 | 66.92 | 62.06 | 51.98 | 13 | 12.8 | 19.4 | 16.7 | 11.1
7694 | 11 | 17 | 14 | 57.2 | 57.2 | 66.92 | 62.06 | 51.98 | 14 | 14 | 19.4 | 16.7 | 11.1
7695 | 11 | 17 | 15 | 53.6 | 55.4 | 66.92 | 60.98 | 53.96 | 12 | 13 | 19.4 | 16.1 | 12.2
7696 | 11 | 17 | 16 | 51.8 | 51.8 | 66.92 | 60.08 | 55.04 | 11 | 11 | 19.4 | 15.6 | 12.8
7697 | 11 | 17 | 17 | 48.2 | 44.6 | 64.94 | 57.02 | 53.06 | 9 | 7 | 18.3 | 13.9 | 11.7
7698 | 11 | 17 | 18 | 46.4 | 46.4 | 62.96 | 55.94 | 48.02 | 8 | 8 | 17.2 | 13.3 | 8.9
7699 | 11 | 17 | 19 | 44.6 | 46.04 | 60.98 | 53.06 | 44.06 | 7 | 7.8 | 16.1 | 11.7 | 6.7
7700 | 11 | 17 | 20 | 44.6 | 46.58 | 57.92 | 51.08 | 46.04 | 7 | 8.1 | 14.4 | 10.6 | 7.8
7701 | 11 | 17 | 21 | 44.6 | 47.12 | 57.02 | 48.02 | 48.02 | 7 | 8.4 | 13.9 | 8.9 | 8.9
7702 | 11 | 17 | 22 | 42.8 | 48.2 | 57.92 | 42.08 | 46.04 | 6 | 9 | 14.4 | 5.6 | 7.8
7703 | 11 | 17 | 23 | 42.8 | 46.4 | 59 | 42.98 | 39.92 | 6 | 8 | 15 | 6.1 | 4.4
7704 | 11 | 17 | 24 | 42.8 | 44.6 | 59 | 39.02 | 41 | 6 | 7 | 15 | 3.9 | 5
7705 | 11 | 18 | 1 | 44.6 | 42.8 | 57.92 | 39.02 | 44.96 | 7 | 6 | 14.4 | 3.9 | 7.2
7706 | 11 | 18 | 2 | 42.8 | 39.2 | 59 | 41 | 44.96 | 6 | 4 | 15 | 5 | 7.2
7707 | 11 | 18 | 3 | 39.2 | 37.4 | 53.96 | 39.92 | 41 | 4 | 3 | 12.2 | 4.4 | 5
7708 | 11 | 18 | 4 | 41 | 33.8 | 53.06 | 39.92 | 41 | 5 | 1 | 11.7 | 4.4 | 5
7709 | 11 | 18 | 5 | 39.2 | 29.48 | 53.06 | 39.02 | 39.02 | 4 | -1.4 | 11.7 | 3.9 | 3.9
7710 | 11 | 18 | 6 | 37.4 | 32.36 | 53.06 | 39.02 | 39.02 | 3 | 0.2 | 11.7 | 3.9 | 3.9
7711 | 11 | 18 | 7 | 39.2 | 33.44 | 53.06 | 37.04 | 39.02 | 4 | 0.8 | 11.7 | 2.8 | 3.9
7712 | 11 | 18 | 8 | 39.2 | 32.9 | 53.06 | 39.92 | 39.92 | 4 | 0.5 | 11.7 | 4.4 | 4.4
7713 | 11 | 18 | 9 | 42.8 | 35.78 | 53.96 | 42.98 | 42.08 | 6 | 2.1 | 12.2 | 6.1 | 5.6
7714 | 11 | 18 | 10 | 44.6 | 38.66 | 53.96 | 48.02 | 44.06 | 7 | 3.7 | 12.2 | 8.9 | 6.7
7715 | 11 | 18 | 11 | 46.4 | 41.54 | 55.94 | 51.98 | 48.02 | 8 | 5.3 | 13.3 | 11.1 | 8.9
7716 | 11 | 18 | 12 | 48.2 | 42.62 | 57.02 | 57.02 | 50 | 9 | 5.9 | 13.9 | 13.9 | 10
7717 | 11 | 18 | 13 | 50 | 45.5 | 59 | 60.08 | 53.06 | 10 | 7.5 | 15 | 15.6 | 11.7
7718 | 11 | 18 | 14 | 50 | 44.96 | 59 | 57.92 | 55.04 | 10 | 7.2 | 15 | 14.4 | 12.8
7719 | 11 | 18 | 15 | 51.8 | 46.04 | 57.92 | 57.02 | 55.94 | 11 | 7.8 | 14.4 | 13.9 | 13.3
7720 | 11 | 18 | 16 | 46.4 | 39.92 | 59 | 57.02 | 55.94 | 8 | 4.4 | 15 | 13.9 | 13.3
7721 | 11 | 18 | 17 | 41 | 35.6 | 57.02 | 53.96 | 53.96 | 5 | 2 | 13.9 | 12.2 | 12.2
7722 | 11 | 18 | 18 | 37.4 | 32.36 | 55.94 | 53.06 | 51.08 | 3 | 0.2 | 13.3 | 11.7 | 10.6
7723 | 11 | 18 | 19 | 37.4 | 30.38 | 55.04 | 51.08 | 48.92 | 3 | -0.9 | 12.8 | 10.6 | 9.4
7724 | 11 | 18 | 20 | 35.6 | 29.3 | 55.04 | 46.04 | 46.94 | 2 | -1.5 | 12.8 | 7.8 | 8.3
7725 | 11 | 18 | 21 | 33.8 | 28.22 | 55.04 | 44.96 | 44.96 | 1 | -2.1 | 12.8 | 7.2 | 7.2
7726 | 11 | 18 | 22 | 33.8 | 27.5 | 53.96 | 42.98 | 44.06 | 1 | -2.5 | 12.2 | 6.1 | 6.7
7727 | 11 | 18 | 23 | 33.8 | 26.78 | 53.06 | 41 | 39.92 | 1 | -2.9 | 11.7 | 5 | 4.4
7728 | 11 | 18 | 24 | 32 | 26.42 | 51.98 | 39.02 | 35.06 | 0 | -3.1 | 11.1 | 3.9 | 1.7
7729 | 11 | 19 | 1 | 32 | 26.24 | 51.98 | 37.94 | 35.06 | 0 | -3.2 | 11.1 | 3.3 | 1.7
7730 | 11 | 19 | 2 | 32 | 26.42 | 51.08 | 37.94 | 33.98 | 0 | -3.1 | 10.6 | 3.3 | 1.1
7731 | 11 | 19 | 3 | 30.2 | 25.88 | 51.98 | 37.04 | 32 | -1 | -3.4 | 11.1 | 2.8 | 0
7732 | 11 | 19 | 4 | 30.2 | 25.88 | 48.92 | 37.04 | 33.08 | -1 | -3.4 | 9.4 | 2.8 | 0.6
7733 | 11 | 19 | 5 | 30.2 | 26.24 | 50 | 37.04 | 32 | -1 | -3.2 | 10 | 2.8 | 0
7734 | 11 | 19 | 6 | 30.2 | 26.6 | 48.92 | 35.96 | 30.92 | -1 | -3 | 9.4 | 2.2 | -0.6
7735 | 11 | 19 | 7 | 32 | 26.96 | 48.92 | 33.08 | 33.98 | 0 | -2.8 | 9.4 | 0.6 | 1.1
7736 | 11 | 19 | 8 | 35.6 | 30.2 | 53.06 | 37.04 | 30.92 | 2 | -1 | 11.7 | 2.8 | -0.6
7737 | 11 | 19 | 9 | 44.6 | 36.86 | 55.94 | 39.02 | 35.96 | 7 | 2.7 | 13.3 | 3.9 | 2.2
7738 | 11 | 19 | 10 | 50 | 43.7 | 62.96 | 42.98 | 39.92 | 10 | 6.5 | 17.2 | 6.1 | 4.4
7739 | 11 | 19 | 11 | 50 | 48.56 | 62.96 | 44.96 | 46.04 | 10 | 9.2 | 17.2 | 7.2 | 7.8
7740 | 11 | 19 | 12 | 50 | 49.82 | 66.02 | 48.92 | 48.92 | 10 | 9.9 | 18.9 | 9.4 | 9.4
7741 | 11 | 19 | 13 | 48.2 | 51.26 | 66.92 | 51.08 | 51.98 | 9 | 10.7 | 19.4 | 10.6 | 11.1
7742 | 11 | 19 | 14 | 48.2 | 54.32 | 64.94 | 51.08 | 55.94 | 9 | 12.4 | 18.3 | 10.6 | 13.3
7743 | 11 | 19 | 15 | 46.4 | 55.58 | 64.04 | 51.98 | 59 | 8 | 13.1 | 17.8 | 11.1 | 15
7744 | 11 | 19 | 16 | 44.6 | 57.02 | 64.04 | 48.92 | 57.92 | 7 | 13.9 | 17.8 | 9.4 | 14.4
7745 | 11 | 19 | 17 | 39.2 | 49.28 | 60.98 | 46.04 | 55.04 | 4 | 9.6 | 16.1 | 7.8 | 12.8
7746 | 11 | 19 | 18 | 39.2 | 48.74 | 60.98 | 44.96 | 51.98 | 4 | 9.3 | 16.1 | 7.2 | 11.1
7747 | 11 | 19 | 19 | 37.4 | 48.38 | 57.92 | 42.98 | 51.08 | 3 | 9.1 | 14.4 | 6.1 | 10.6
7748 | 11 | 19 | 20 | 37.4 | 42.44 | 57.02 | 42.08 | 48.02 | 3 | 5.8 | 13.9 | 5.6 | 8.9
7749 | 11 | 19 | 21 | 35.6 | 41.9 | 55.94 | 42.98 | 46.94 | 2 | 5.5 | 13.3 | 6.1 | 8.3
7750 | 11 | 19 | 22 | 33.8 | 43.34 | 55.04 | 42.98 | 44.96 | 1 | 6.3 | 12.8 | 6.1 | 7.2
7751 | 11 | 19 | 23 | 33.8 | 42.8 | 53.96 | 42.98 | 39.92 | 1 | 6 | 12.2 | 6.1 | 4.4
7752 | 11 | 19 | 24 | 32 | 40.82 | 53.06 | 41 | 42.98 | 0 | 4.9 | 11.7 | 5 | 6.1
7753 | 11 | 20 | 1 | 30.2 | 39.02 | 51.98 | 35.96 | 41 | -1 | 3.9 | 11.1 | 2.2 | 5
7754 | 11 | 20 | 2 | 28.4 | 37.58 | 51.08 | 35.06 | 41 | -2 | 3.1 | 10.6 | 1.7 | 5
7755 | 11 | 20 | 3 | 26.6 | 35.6 | 48.92 | 35.96 | 41 | -3 | 2 | 9.4 | 2.2 | 5
7756 | 11 | 20 | 4 | 26.6 | 32.54 | 48.92 | 32 | 37.94 | -3 | 0.3 | 9.4 | 0 | 3.3
7757 | 11 | 20 | 5 | 26.6 | 31.28 | 48.92 | 30.92 | 37.04 | -3 | -0.4 | 9.4 | -0.6 | 2.8
7758 | 11 | 20 | 6 | 26.6 | 31.82 | 50 | 28.94 | 35.96 | -3 | -0.1 | 10 | -1.7 | 2.2
7759 | 11 | 20 | 7 | 26.6 | 28.76 | 50 | 26.96 | 37.04 | -3 | -1.8 | 10 | -2.8 | 2.8
7760 | 11 | 20 | 8 | 26.6 | 36.5 | 53.96 | 32 | 39.02 | -3 | 2.5 | 12.2 | 0 | 3.9
7761 | 11 | 20 | 9 | 28.4 | 46.04 | 60.08 | 33.98 | 41 | -2 | 7.8 | 15.6 | 1.1 | 5
7762 | 11 | 20 | 10 | 28.4 | 50.18 | 60.98 | 37.94 | 46.94 | -2 | 10.1 | 16.1 | 3.3 | 8.3
7763 | 11 | 20 | 11 | 30.2 | 56.12 | 64.04 | 39.92 | 50 | -1 | 13.4 | 17.8 | 4.4 | 10
7764 | 11 | 20 | 12 | 30.2 | 62.06 | 64.94 | 42.08 | 55.04 | -1 | 16.7 | 18.3 | 5.6 | 12.8
7765 | 11 | 20 | 13 | 30.2 | 64.4 | 69.08 | 44.06 | 55.94 | -1 | 18 | 20.6 | 6.7 | 13.3
7766 | 11 | 20 | 14 | 30.2 | 66.74 | 69.98 | 44.06 | 57.92 | -1 | 19.3 | 21.1 | 6.7 | 14.4
7767 | 11 | 20 | 15 | 30.2 | 67.28 | 69.08 | 44.06 | 59 | -1 | 19.6 | 20.6 | 6.7 | 15
7768 | 11 | 20 | 16 | 30.2 | 60.44 | 68 | 42.98 | 59 | -1 | 15.8 | 20 | 6.1 | 15
7769 | 11 | 20 | 17 | 28.4 | 50.18 | 62.96 | 37.94 | 55.04 | -2 | 10.1 | 17.2 | 3.3 | 12.8
7770 | 11 | 20 | 18 | 28.4 | 48.92 | 60.98 | 37.04 | 50 | -2 | 9.4 | 16.1 | 2.8 | 10
7771 | 11 | 20 | 19 | 28.4 | 38.66 | 57.92 | 33.98 | 48.02 | -2 | 3.7 | 14.4 | 1.1 | 8.9
7772 | 11 | 20 | 20 | 26.6 | 35.6 | 55.04 | 33.08 | 50 | -3 | 2 | 12.8 | 0.6 | 10
7773 | 11 | 20 | 21 | 26.6 | 28.76 | 53.96 | 33.08 | 42.08 | -3 | -1.8 | 12.2 | 0.6 | 5.6
7774 | 11 | 20 | 22 | 26.6 | 27.5 | 51.98 | 32 | 41 | -3 | -2.5 | 11.1 | 0 | 5
7775 | 11 | 20 | 23 | 26.6 | 24.44 | 51.98 | 28.94 | 44.06 | -3 | -4.2 | 11.1 | -1.7 | 6.7
7776 | 11 | 20 | 24 | 26.6 | 21.38 | 51.08 | 28.04 | 44.06 | -3 | -5.9 | 10.6 | -2.2 | 6.7
7777 | 11 | 21 | 1 | 26.6 | 18.32 | 51.08 | 28.04 | 39.92 | -3 | -7.6 | 10.6 | -2.2 | 4.4
7778 | 11 | 21 | 2 | 26.6 | 15.08 | 51.98 | 28.04 | 42.98 | -3 | -9.4 | 11.1 | -2.2 | 6.1
7779 | 11 | 21 | 3 | 24.8 | 13.82 | 48.92 | 26.96 | 37.94 | -4 | -10.1 | 9.4 | -2.8 | 3.3
7780 | 11 | 21 | 4 | 24.8 | 12.56 | 48.92 | 28.04 | 35.96 | -4 | -10.8 | 9.4 | -2.2 | 2.2
7781 | 11 | 21 | 5 | 24.8 | 11.3 | 48.02 | 26.06 | 37.94 | -4 | -11.5 | 8.9 | -3.3 | 3.3
7782 | 11 | 21 | 6 | 24.8 | 10.04 | 48.02 | 26.06 | 35.06 | -4 | -12.2 | 8.9 | -3.3 | 1.7
7783 | 11 | 21 | 7 | 23 | 8.6 | 48.02 | 26.06 | 32 | -5 | -13 | 8.9 | -3.3 | 0
7784 | 11 | 21 | 8 | 28.4 | 12.74 | 51.98 | 28.04 | 35.96 | -2 | -10.7 | 11.1 | -2.2 | 2.2
7785 | 11 | 21 | 9 | 32 | 20.48 | 57.02 | 33.98 | 42.08 | 0 | -6.4 | 13.9 | 1.1 | 5.6
7786 | 11 | 21 | 10 | 33.8 | 24.62 | 57.02 | 41 | 46.94 | 1 | -4.1 | 13.9 | 5 | 8.3
7787 | 11 | 21 | 11 | 28.4 | 30.56 | 60.98 | 42.98 | 53.06 | -2 | -0.8 | 16.1 | 6.1 | 11.7
7788 | 11 | 21 | 12 | 28.4 | 34.52 | 60.08 | 44.96 | 55.04 | -2 | 1.4 | 15.6 | 7.2 | 12.8
7789 | 11 | 21 | 13 | 32 | 36.86 | 62.06 | 46.94 | 57.92 | 0 | 2.7 | 16.7 | 8.3 | 14.4
7790 | 11 | 21 | 14 | 32 | 35.6 | 64.04 | 50 | 59 | 0 | 2 | 17.8 | 10 | 15
7791 | 11 | 21 | 15 | 30.2 | 34.7 | 66.92 | 50 | 60.98 | -1 | 1.5 | 19.4 | 10 | 16.1
7792 | 11 | 21 | 16 | 30.2 | 30.92 | 64.04 | 48.02 | 60.08 | -1 | -0.6 | 17.8 | 8.9 | 15.6
7793 | 11 | 21 | 17 | 28.4 | 27.14 | 60.08 | 44.96 | 57.02 | -2 | -2.7 | 15.6 | 7.2 | 13.9
7794 | 11 | 21 | 18 | 26.6 | 21.2 | 59 | 42.08 | 55.94 | -3 | -6 | 15 | 5.6 | 13.3
7795 | 11 | 21 | 19 | 26.6 | 20.48 | 57.02 | 37.94 | 50 | -3 | -6.4 | 13.9 | 3.3 | 10
7796 | 11 | 21 | 20 | 26.6 | 18.68 | 57.92 | 35.06 | 51.08 | -3 | -7.4 | 14.4 | 1.7 | 10.6
7797 | 11 | 21 | 21 | 26.6 | 17.78 | 60.98 | 35.06 | 46.94 | -3 | -7.9 | 16.1 | 1.7 | 8.3
7798 | 11 | 21 | 22 | 26.6 | 17.96 | 60.08 | 30.92 | 51.08 | -3 | -7.8 | 15.6 | -0.6 | 10.6
7799 | 11 | 21 | 23 | 26.6 | 17.24 | 59 | 30.92 | 48.02 | -3 | -8.2 | 15 | -0.6 | 8.9
7800 | 11 | 21 | 24 | 26.6 | 16.34 | 55.94 | 28.04 | 46.04 | -3 | -8.7 | 13.3 | -2.2 | 7.8
7801 | 11 | 22 | 1 | 24.8 | 18.5 | 57.02 | 26.06 | 44.06 | -4 | -7.5 | 13.9 | -3.3 | 6.7
7802 | 11 | 22 | 2 | 26.6 | 20.66 | 55.04 | 28.04 | 41 | -3 | -6.3 | 12.8 | -2.2 | 5
7803 | 11 | 22 | 3 | 24.8 | 18.86 | 53.96 | 23 | 41 | -4 | -7.3 | 12.2 | -5 | 5
7804 | 11 | 22 | 4 | 28.4 | 21.02 | 53.06 | 23 | 39.92 | -2 | -6.1 | 11.7 | -5 | 4.4
7805 | 11 | 22 | 5 | 30.2 | 25.16 | 53.06 | 23 | 37.94 | -1 | -3.8 | 11.7 | -5 | 3.3
7806 | 11 | 22 | 6 | 30.2 | 36.5 | 51.08 | 21.92 | 37.04 | -1 | 2.5 | 10.6 | -5.6 | 2.8
7807 | 11 | 22 | 7 | 32 | 33.62 | 48.92 | 19.94 | 35.96 | 0 | 0.9 | 9.4 | -6.7 | 2.2
7808 | 11 | 22 | 8 | 35.6 | 32.72 | 51.08 | 24.98 | 35.96 | 2 | 0.4 | 10.6 | -3.9 | 2.2
7809 | 11 | 22 | 9 | 44.6 | 37.94 | 53.06 | 33.08 | 41 | 7 | 3.3 | 11.7 | 0.6 | 5
7810 | 11 | 22 | 10 | 48.2 | 44.06 | 57.02 | 37.94 | 46.04 | 9 | 6.7 | 13.9 | 3.3 | 7.8
7811 | 11 | 22 | 11 | 53.6 | 45.32 | 59 | 42.98 | 51.08 | 12 | 7.4 | 15 | 6.1 | 10.6
7812 | 11 | 22 | 12 | 55.4 | 42.44 | 60.98 | 48.92 | 55.04 | 13 | 5.8 | 16.1 | 9.4 | 12.8
7813 | 11 | 22 | 13 | 57.2 | 45.68 | 62.06 | 53.06 | 57.02 | 14 | 7.6 | 16.7 | 11.7 | 13.9
7814 | 11 | 22 | 14 | 59 | 44.78 | 62.06 | 55.04 | 59 | 15 | 7.1 | 16.7 | 12.8 | 15
7815 | 11 | 22 | 15 | 57.2 | 46.04 | 62.96 | 57.02 | 60.08 | 14 | 7.8 | 17.2 | 13.9 | 15.6
7816 | 11 | 22 | 16 | 55.4 | 45.14 | 62.06 | 55.94 | 60.08 | 13 | 7.3 | 16.7 | 13.3 | 15.6
7817 | 11 | 22 | 17 | 48.2 | 37.4 | 60.08 | 51.08 | 57.92 | 9 | 3 | 15.6 | 10.6 | 14.4
7818 | 11 | 22 | 18 | 42.8 | 36.5 | 62.06 | 42.08 | 55.94 | 6 | 2.5 | 16.7 | 5.6 | 13.3
7819 | 11 | 22 | 19 | 39.2 | 33.8 | 60.08 | 39.02 | 51.08 | 4 | 1 | 15.6 | 3.9 | 10.6
7820 | 11 | 22 | 20 | 35.6 | 31.1 | 57.92 | 35.96 | 48.92 | 2 | -0.5 | 14.4 | 2.2 | 9.4
7821 | 11 | 22 | 21 | 33.8 | 25.34 | 55.94 | 33.08 | 48.02 | 1 | -3.7 | 13.3 | 0.6 | 8.9
7822 | 11 | 22 | 22 | 35.6 | 23.72 | 55.04 | 30.92 | 46.94 | 2 | -4.6 | 12.8 | -0.6 | 8.3
7823 | 11 | 22 | 23 | 33.8 | 18.14 | 53.06 | 28.94 | 44.06 | 1 | -7.7 | 11.7 | -1.7 | 6.7
7824 | 11 | 22 | 24 | 32 | 17.42 | 53.06 | 28.94 | 46.04 | 0 | -8.1 | 11.7 | -1.7 | 7.8
7825 | 11 | 23 | 1 | 32 | 14.54 | 51.08 | 26.06 | 42.08 | 0 | -9.7 | 10.6 | -3.3 | 5.6
7826 | 11 | 23 | 2 | 30.2 | 16.88 | 53.06 | 24.98 | 39.92 | -1 | -8.4 | 11.7 | -3.9 | 4.4
7827 | 11 | 23 | 3 | 28.4 | 16.34 | 51.98 | 24.08 | 42.08 | -2 | -8.7 | 11.1 | -4.4 | 5.6
7828 | 11 | 23 | 4 | 28.4 | 16.7 | 51.08 | 21.92 | 39.92 | -2 | -8.5 | 10.6 | -5.6 | 4.4
7829 | 11 | 23 | 5 | 26.6 | 25.88 | 50 | 21.92 | 35.96 | -3 | -3.4 | 10 | -5.6 | 2.2
7830 | 11 | 23 | 6 | 28.4 | 27.14 | 50 | 19.94 | 35.96 | -2 | -2.7 | 10 | -6.7 | 2.2
7831 | 11 | 23 | 7 | 28.4 | 17.42 | 50 | 19.04 | 37.04 | -2 | -8.1 | 10 | -7.2 | 2.8
7832 | 11 | 23 | 8 | 29.48 | 19.76 | 51.98 | 24.08 | 39.92 | -1.4 | -6.8 | 11.1 | -4.4 | 4.4
7833 | 11 | 23 | 9 | 32 | 27.14 | 53.96 | 32 | 37.94 | 0 | -2.7 | 12.2 | 0 | 3.3
7834 | 11 | 23 | 10 | 33.8 | 33.44 | 55.94 | 37.94 | 44.96 | 1 | 0.8 | 13.3 | 3.3 | 7.2
7835 | 11 | 23 | 11 | 37.4 | 34.7 | 57.02 | 44.96 | 48.02 | 3 | 1.5 | 13.9 | 7.2 | 8.9
7836 | 11 | 23 | 12 | 39.2 | 35.06 | 59 | 51.98 | 53.96 | 4 | 1.7 | 15 | 11.1 | 12.2
7837 | 11 | 23 | 13 | 39.2 | 34.34 | 60.08 | 55.94 | 57.02 | 4 | 1.3 | 15.6 | 13.3 | 13.9
7838 | 11 | 23 | 14 | 39.2 | 34.88 | 62.06 | 59 | 57.02 | 4 | 1.6 | 16.7 | 15 | 13.9
7839 | 11 | 23 | 15 | 39.2 | 33.08 | 60.98 | 60.98 | 57.92 | 4 | 0.6 | 16.1 | 16.1 | 14.4
7840 | 11 | 23 | 16 | 35.6 | 28.4 | 60.98 | 60.08 | 57.02 | 2 | -2 | 16.1 | 15.6 | 13.9
7841 | 11 | 23 | 17 | 33.8 | 25.16 | 57.92 | 51.98 | 55.94 | 1 | -3.8 | 14.4 | 11.1 | 13.3
7842 | 11 | 23 | 18 | 32 | 18.68 | 55.04 | 44.96 | 53.96 | 0 | -7.4 | 12.8 | 7.2 | 12.2
7843 | 11 | 23 | 19 | 30.2 | 13.28 | 53.96 | 42.08 | 53.06 | -1 | -10.4 | 12.2 | 5.6 | 11.7
7844 | 11 | 23 | 20 | 30.2 | 10.04 | 53.06 | 33.98 | 51.98 | -1 | -12.2 | 11.7 | 1.1 | 11.1
7845 | 11 | 23 | 21 | 30.2 | 14 | 48.02 | 33.08 | 44.06 | -1 | -10 | 8.9 | 0.6 | 6.7
7846 | 11 | 23 | 22 | 30.2 | 14.36 | 48.02 | 30.02 | 46.04 | -1 | -9.8 | 8.9 | -1.1 | 7.8
7847 | 11 | 23 | 23 | 26.6 | 11.12 | 46.94 | 28.04 | 42.08 | -3 | -11.6 | 8.3 | -2.2 | 5.6
7848 | 11 | 23 | 24 | 24.8 | 11.48 | 46.94 | 26.06 | 39.92 | -4 | -11.4 | 8.3 | -3.3 | 4.4
7849 | 11 | 24 | 1 | 26.6 | 13.64 | 46.94 | 24.98 | 39.92 | -3 | -10.2 | 8.3 | -3.9 | 4.4
7850 | 11 | 24 | 2 | 24.8 | 10.76 | 42.08 | 21.92 | 39.92 | -4 | -11.8 | 5.6 | -5.6 | 4.4
7851 | 11 | 24 | 3 | 23 | 6.98 | 42.98 | 23 | 39.02 | -5 | -13.9 | 6.1 | -5 | 3.9
7852 | 11 | 24 | 4 | 21.2 | 3.74 | 42.08 | 21.02 | 37.04 | -6 | -15.7 | 5.6 | -6.1 | 2.8
7853 | 11 | 24 | 5 | 23 | 7.7 | 42.08 | 21.02 | 35.96 | -5 | -13.5 | 5.6 | -6.1 | 2.2
7854 | 11 | 24 | 6 | 23 | 6.26 | 39.92 | 19.04 | 37.04 | -5 | -14.3 | 4.4 | -7.2 | 2.8
7855 | 11 | 24 | 7 | 23 | 3.02 | 44.06 | 17.96 | 37.94 | -5 | -16.1 | 6.7 | -7.8 | 3.3
7856 | 11 | 24 | 8 | 26.6 | 6.98 | 46.94 | 24.08 | 37.94 | -3 | -13.9 | 8.3 | -4.4 | 3.3
7857 | 11 | 24 | 9 | 30.2 | 12.74 | 53.96 | 30.92 | 42.98 | -1 | -10.7 | 12.2 | -0.6 | 6.1
7858 | 11 | 24 | 10 | 33.8 | 18.5 | 55.94 | 37.94 | 46.94 | 1 | -7.5 | 13.3 | 3.3 | 8.3
7859 | 11 | 24 | 11 | 39.2 | 22.46 | 57.02 | 44.96 | 51.08 | 4 | -5.3 | 13.9 | 7.2 | 10.6
7860 | 11 | 24 | 12 | 41 | 28.22 | 60.08 | 51.98 | 53.96 | 5 | -2.1 | 15.6 | 11.1 | 12.2
7861 | 11 | 24 | 13 | 41 | 30.38 | 60.08 | 57.92 | 57.92 | 5 | -0.9 | 15.6 | 14.4 | 14.4
7862 | 11 | 24 | 14 | 42.8 | 32.54 | 60.98 | 60.98 | 59 | 6 | 0.3 | 16.1 | 16.1 | 15
7863 | 11 | 24 | 15 | 42.8 | 34.7 | 62.06 | 64.04 | 60.08 | 6 | 1.5 | 16.7 | 17.8 | 15.6
7864 | 11 | 24 | 16 | 41 | 33.26 | 60.08 | 62.96 | 59 | 5 | 0.7 | 15.6 | 17.2 | 15
7865 | 11 | 24 | 17 | 39.2 | 28.22 | 57.02 | 51.98 | 57.02 | 4 | -2.1 | 13.9 | 11.1 | 13.9
7866 | 11 | 24 | 18 | 39.2 | 23.18 | 55.94 | 44.96 | 53.96 | 4 | -4.9 | 13.3 | 7.2 | 12.2
7867 | 11 | 24 | 19 | 39.2 | 18.14 | 51.98 | 39.92 | 50 | 4 | -7.7 | 11.1 | 4.4 | 10
7868 | 11 | 24 | 20 | 39.2 | 16.7 | 48.92 | 39.92 | 44.96 | 4 | -8.5 | 9.4 | 4.4 | 7.2
7869 | 11 | 24 | 21 | 37.4 | 17.06 | 46.94 | 35.06 | 42.08 | 3 | -8.3 | 8.3 | 1.7 | 5.6
7870 | 11 | 24 | 22 | 35.6 | 15.62 | 46.04 | 33.98 | 41 | 2 | -9.1 | 7.8 | 1.1 | 5
7871 | 11 | 24 | 23 | 33.8 | 15.8 | 44.06 | 30.02 | 39.92 | 1 | -9 | 6.7 | -1.1 | 4.4
7872 | 11 | 24 | 24 | 33.8 | 19.76 | 44.06 | 24.98 | 39.02 | 1 | -6.8 | 6.7 | -3.9 | 3.9
7873 | 11 | 25 | 1 | 32 | 21.92 | 44.96 | 24.98 | 39.02 | 0 | -5.6 | 7.2 | -3.9 | 3.9
7874 | 11 | 25 | 2 | 33.8 | 18.68 | 44.06 | 24.08 | 35.96 | 1 | -7.4 | 6.7 | -4.4 | 2.2
7875 | 11 | 25 | 3 | 35.6 | 19.04 | 39.92 | 24.08 | 35.96 | 2 | -7.2 | 4.4 | -4.4 | 2.2
7876 | 11 | 25 | 4 | 35.6 | 24.8 | 42.08 | 21.92 | 35.06 | 2 | -4 | 5.6 | -5.6 | 1.7
7877 | 11 | 25 | 5 | 35.6 | 25.16 | 44.06 | 23 | 35.06 | 2 | -3.8 | 6.7 | -5 | 1.7
7878 | 11 | 25 | 6 | 37.4 | 25.52 | 44.06 | 26.06 | 33.98 | 3 | -3.6 | 6.7 | -3.3 | 1.1
7879 | 11 | 25 | 7 | 37.4 | 24.08 | 42.98 | 28.94 | 33.98 | 3 | -4.4 | 6.1 | -1.7 | 1.1
7880 | 11 | 25 | 8 | 39.2 | 26.24 | 48.02 | 33.08 | 35.06 | 4 | -3.2 | 8.9 | 0.6 | 1.7
7881 | 11 | 25 | 9 | 42.8 | 33.8 | 55.94 | 42.08 | 35.96 | 6 | 1 | 13.3 | 5.6 | 2.2
7882 | 11 | 25 | 10 | 51.8 | 35.06 | 62.06 | 53.96 | 39.02 | 11 | 1.7 | 16.7 | 12.2 | 3.9
7883 | 11 | 25 | 11 | 53.6 | 36.32 | 64.04 | 62.06 | 42.08 | 12 | 2.4 | 17.8 | 16.7 | 5.6
7884 | 11 | 25 | 12 | 53.6 | 39.38 | 62.96 | 62.06 | 42.98 | 12 | 4.1 | 17.2 | 16.7 | 6.1
7885 | 11 | 25 | 13 | 57.2 | 40.82 | 62.96 | 60.98 | 44.96 | 14 | 4.9 | 17.2 | 16.1 | 7.2
7886 | 11 | 25 | 14 | 59 | 40.28 | 62.96 | 60.08 | 46.04 | 15 | 4.6 | 17.2 | 15.6 | 7.8
7887 | 11 | 25 | 15 | 57.2 | 41.54 | 64.94 | 57.92 | 46.94 | 14 | 5.3 | 18.3 | 14.4 | 8.3
7888 | 11 | 25 | 16 | 51.8 | 39.2 | 60.98 | 51.98 | 44.96 | 11 | 4 | 16.1 | 11.1 | 7.2
7889 | 11 | 25 | 17 | 48.2 | 36.86 | 59 | 51.98 | 42.98 | 9 | 2.7 | 15 | 11.1 | 6.1
7890 | 11 | 25 | 18 | 44.6 | 32.72 | 53.96 | 42.08 | 42.08 | 7 | 0.4 | 12.2 | 5.6 | 5.6
7891 | 11 | 25 | 19 | 41 | 33.98 | 53.06 | 33.08 | 41 | 5 | 1.1 | 11.7 | 0.6 | 5
7892 | 11 | 25 | 20 | 39.2 | 35.42 | 51.98 | 33.08 | 41 | 4 | 1.9 | 11.1 | 0.6 | 5
7893 | 11 | 25 | 21 | 41 | 36.68 | 46.94 | 33.08 | 41 | 5 | 2.6 | 8.3 | 0.6 | 5
7894 | 11 | 25 | 22 | 41 | 36.14 | 46.94 | 33.08 | 37.04 | 5 | 2.3 | 8.3 | 0.6 | 2.8
7895 | 11 | 25 | 23 | 35.6 | 35.6 | 46.94 | 32 | 37.04 | 2 | 2 | 8.3 | 0 | 2.8
7896 | 11 | 25 | 24 | 35.6 | 33.26 | 44.96 | 32 | 35.06 | 2 | 0.7 | 7.2 | 0 | 1.7
7897 | 11 | 26 | 1 | 37.4 | 30.92 | 42.08 | 32 | 35.06 | 3 | -0.6 | 5.6 | 0 | 1.7
7898 | 11 | 26 | 2 | 35.6 | 28.58 | 44.06 | 30.92 | 33.08 | 2 | -1.9 | 6.7 | -0.6 | 0.6
7899 | 11 | 26 | 3 | 35.6 | 27.14 | 48.02 | 30.02 | 35.06 | 2 | -2.7 | 8.9 | -1.1 | 1.7
7900 | 11 | 26 | 4 | 37.4 | 25.88 | 46.94 | 28.94 | 33.98 | 3 | -3.4 | 8.3 | -1.7 | 1.1
7901 | 11 | 26 | 5 | 33.8 | 25.34 | 44.96 | 28.94 | 33.98 | 1 | -3.7 | 7.2 | -1.7 | 1.1
7902 | 11 | 26 | 6 | 33.8 | 30.2 | 44.06 | 26.96 | 33.08 | 1 | -1 | 6.7 | -2.8 | 0.6
7903 | 11 | 26 | 7 | 35.6 | 27.86 | 39.92 | 26.96 | 32 | 2 | -2.3 | 4.4 | -2.8 | 0
7904 | 11 | 26 | 8 | 35.6 | 28.4 | 46.94 | 28.04 | 33.98 | 2 | -2 | 8.3 | -2.2 | 1.1
7905 | 11 | 26 | 9 | 37.4 | 30.38 | 53.06 | 28.04 | 35.96 | 3 | -0.9 | 11.7 | -2.2 | 2.2
7906 | 11 | 26 | 10 | 35.6 | 32.36 | 55.94 | 30.92 | 39.02 | 2 | 0.2 | 13.3 | -0.6 | 3.9
7907 | 11 | 26 | 11 | 37.4 | 33.8 | 57.92 | 32 | 39.92 | 3 | 1 | 14.4 | 0 | 4.4
7908 | 11 | 26 | 12 | 39.2 | 36.14 | 60.08 | 32 | 42.98 | 4 | 2.3 | 15.6 | 0 | 6.1
7909 | 11 | 26 | 13 | 41 | 37.58 | 60.98 | 35.06 | 44.06 | 5 | 3.1 | 16.1 | 1.7 | 6.7
7910 | 11 | 26 | 14 | 37.4 | 36.86 | 62.06 | 33.08 | 44.06 | 3 | 2.7 | 16.7 | 0.6 | 6.7
7911 | 11 | 26 | 15 | 39.2 | 37.76 | 62.96 | 30.92 | 44.06 | 4 | 3.2 | 17.2 | -0.6 | 6.7
7912 | 11 | 26 | 16 | 37.4 | 37.04 | 60.98 | 30.92 | 44.06 | 3 | 2.8 | 16.1 | -0.6 | 6.7
7913 | 11 | 26 | 17 | 35.6 | 34.52 | 55.04 | 30.02 | 39.02 | 2 | 1.4 | 12.8 | -1.1 | 3.9
7914 | 11 | 26 | 18 | 33.8 | 26.42 | 51.08 | 28.94 | 37.04 | 1 | -3.1 | 10.6 | -1.7 | 2.8
7915 | 11 | 26 | 19 | 32 | 23.9 | 48.02 | 26.06 | 35.96 | 0 | -4.5 | 8.9 | -3.3 | 2.2
7916 | 11 | 26 | 20 | 28.4 | 23 | 48.02 | 24.98 | 33.98 | -2 | -5 | 8.9 | -3.9 | 1.1
7917 | 11 | 26 | 21 | 26.6 | 20.48 | 46.94 | 23 | 33.98 | -3 | -6.4 | 8.3 | -5 | 1.1
7918 | 11 | 26 | 22 | 24.8 | 17.96 | 46.94 | 21.92 | 33.08 | -4 | -7.8 | 8.3 | -5.6 | 0.6
7919 | 11 | 26 | 23 | 21.2 | 17.06 | 42.08 | 19.94 | 30.92 | -6 | -8.3 | 5.6 | -6.7 | -0.6
7920 | 11 | 26 | 24 | 21.2 | 14.54 | 44.06 | 21.02 | 28.94 | -6 | -9.7 | 6.7 | -6.1 | -1.7
7921 | 11 | 27 | 1 | 24.8 | 13.64 | 41 | 17.96 | 28.94 | -4 | -10.2 | 5 | -7.8 | -1.7
7922 | 11 | 27 | 2 | 19.4 | 12.92 | 41 | 19.94 | 26.96 | -7 | -10.6 | 5 | -6.7 | -2.8
7923 | 11 | 27 | 3 | 23 | 12.2 | 39.92 | 19.04 | 26.06 | -5 | -11 | 4.4 | -7.2 | -3.3
7924 | 11 | 27 | 4 | 19.4 | 14.9 | 39.02 | 15.98 | 24.98 | -7 | -9.5 | 3.9 | -8.9 | -3.9
7925 | 11 | 27 | 5 | 19.4 | 14.18 | 37.04 | 15.08 | 24.98 | -7 | -9.9 | 2.8 | -9.4 | -3.9
7926 | 11 | 27 | 6 | 19.4 | 15.08 | 37.94 | 15.08 | 24.08 | -7 | -9.4 | 3.3 | -9.4 | -4.4
7927 | 11 | 27 | 7 | 21.2 | 14.36 | 37.94 | 12.02 | 24.08 | -6 | -9.8 | 3.3 | -11.1 | -4.4
7928 | 11 | 27 | 8 | 24.8 | 15.44 | 42.98 | 15.08 | 26.06 | -4 | -9.2 | 6.1 | -9.4 | -3.3
7929 | 11 | 27 | 9 | 24.8 | 18.14 | 50 | 21.02 | 28.94 | -4 | -7.7 | 10 | -6.1 | -1.7
7930 | 11 | 27 | 10 | 30.2 | 21.02 | 53.96 | 26.06 | 33.98 | -1 | -6.1 | 12.2 | -3.3 | 1.1
7931 | 11 | 27 | 11 | 32 | 25.52 | 57.02 | 28.94 | 35.96 | 0 | -3.6 | 13.9 | -1.7 | 2.2
7932 | 11 | 27 | 12 | 35.6 | 30.2 | 57.92 | 32 | 39.02 | 2 | -1 | 14.4 | 0 | 3.9
7933 | 11 | 27 | 13 | 35.6 | 34.16 | 59 | 33.08 | 41 | 2 | 1.2 | 15 | 0.6 | 5
7934 | 11 | 27 | 14 | 37.4 | 37.94 | 60.98 | 37.94 | 42.98 | 3 | 3.3 | 16.1 | 3.3 | 6.1
7935 | 11 | 27 | 15 | 35.6 | 40.1 | 60.98 | 37.04 | 44.06 | 2 | 4.5 | 16.1 | 2.8 | 6.7
7936 | 11 | 27 | 16 | 33.8 | 38.66 | 62.06 | 35.96 | 44.06 | 1 | 3.7 | 16.7 | 2.2 | 6.7
7937 | 11 | 27 | 17 | 30.2 | 29.84 | 57.02 | 33.08 | 42.08 | -1 | -1.2 | 13.9 | 0.6 | 5.6
7938 | 11 | 27 | 18 | 28.4 | 28.4 | 51.98 | 30.02 | 39.02 | -2 | -2 | 11.1 | -1.1 | 3.9
7939 | 11 | 27 | 19 | 28.4 | 26.96 | 48.02 | 30.02 | 37.04 | -2 | -2.8 | 8.9 | -1.1 | 2.8
7940 | 11 | 27 | 20 | 28.4 | 23.54 | 46.94 | 26.06 | 35.06 | -2 | -4.7 | 8.3 | -3.3 | 1.7
7941 | 11 | 27 | 21 | 27.32 | 22.1 | 44.96 | 26.06 | 35.06 | -2.6 | -5.5 | 7.2 | -3.3 | 1.7
7942 | 11 | 27 | 22 | 26.6 | 20.66 | 44.06 | 24.98 | 30.92 | -3 | -6.3 | 6.7 | -3.9 | -0.6
7943 | 11 | 27 | 23 | 24.8 | 19.04 | 41 | 24.98 | 35.96 | -4 | -7.2 | 5 | -3.9 | 2.2
7944 | 11 | 27 | 24 | 28.4 | 19.4 | 42.08 | 21.02 | 35.06 | -2 | -7 | 5.6 | -6.1 | 1.7
7945 | 11 | 28 | 1 | 28.4 | 18.68 | 41 | 21.92 | 33.08 | -2 | -7.4 | 5 | -5.6 | 0.6
7946 | 11 | 28 | 2 | 28.4 | 18.14 | 39.02 | 19.04 | 32 | -2 | -7.7 | 3.9 | -7.2 | 0
7947 | 11 | 28 | 3 | 28.4 | 16.7 | 39.02 | 19.04 | 30.02 | -2 | -8.5 | 3.9 | -7.2 | -1.1
7948 | 11 | 28 | 4 | 26.6 | 17.06 | 39.02 | 17.96 | 30.92 | -3 | -8.3 | 3.9 | -7.8 | -0.6
7949 | 11 | 28 | 5 | 24.8 | 17.24 | 37.04 | 17.96 | 30.02 | -4 | -8.2 | 2.8 | -7.8 | -1.1
7950 | 11 | 28 | 6 | 24.8 | 17.6 | 37.94 | 17.96 | 28.04 | -4 | -8 | 3.3 | -7.8 | -2.2
7951 | 11 | 28 | 7 | 24.8 | 17.96 | 37.94 | 17.96 | 28.94 | -4 | -7.8 | 3.3 | -7.8 | -1.7
7952 | 11 | 28 | 8 | 26.6 | 21.74 | 42.08 | 19.94 | 26.96 | -3 | -5.7 | 5.6 | -6.7 | -2.8
7953 | 11 | 28 | 9 | 24.8 | 27.5 | 51.08 | 24.98 | 30.92 | -4 | -2.5 | 10.6 | -3.9 | -0.6
7954 | 11 | 28 | 10 | 24.8 | 31.46 | 55.94 | 30.02 | 35.96 | -4 | -0.3 | 13.3 | -1.1 | 2.2
7955 | 11 | 28 | 11 | 23 | 38.84 | 59 | 33.08 | 41 | -5 | 3.8 | 15 | 0.6 | 5
7956 | 11 | 28 | 12 | 21.2 | 44.6 | 60.08 | 37.04 | 44.06 | -6 | 7 | 15.6 | 2.8 | 6.7
7957 | 11 | 28 | 13 | 23 | 45.86 | 60.98 | 39.92 | 48.02 | -5 | 7.7 | 16.1 | 4.4 | 8.9
7958 | 11 | 28 | 14 | 23 | 45.68 | 62.06 | 41 | 51.08 | -5 | 7.6 | 16.7 | 5 | 10.6
7959 | 11 | 28 | 15 | 19.4 | 46.76 | 62.06 | 42.08 | 53.06 | -7 | 8.2 | 16.7 | 5.6 | 11.7
7960 | 11 | 28 | 16 | 19.4 | 45.68 | 60.08 | 39.92 | 51.98 | -7 | 7.6 | 15.6 | 4.4 | 11.1
7961 | 11 | 28 | 17 | 17.6 | 41.9 | 57.92 | 37.94 | 48.92 | -8 | 5.5 | 14.4 | 3.3 | 9.4
7962 | 11 | 28 | 18 | 17.6 | 36.68 | 51.98 | 33.98 | 48.92 | -8 | 2.6 | 11.1 | 1.1 | 9.4
7963 | 11 | 28 | 19 | 17.6 | 33.62 | 50 | 32 | 44.06 | -8 | 0.9 | 10 | 0 | 6.7
7964 | 11 | 28 | 20 | 17.6 | 33.8 | 48.02 | 33.98 | 46.04 | -8 | 1 | 8.9 | 1.1 | 7.8
7965 | 11 | 28 | 21 | 17.6 | 32.72 | 46.04 | 32 | 42.98 | -8 | 0.4 | 7.8 | 0 | 6.1
7966 | 11 | 28 | 22 | 17.6 | 31.82 | 44.96 | 30.92 | 39.02 | -8 | -0.1 | 7.2 | -0.6 | 3.9
7967 | 11 | 28 | 23 | 15.8 | 27.68 | 44.96 | 28.94 | 39.02 | -9 | -2.4 | 7.2 | -1.7 | 3.9
7968 | 11 | 28 | 24 | 15.8 | 24.8 | 44.06 | 24.98 | 39.92 | -9 | -4 | 6.7 | -3.9 | 4.4
7969 | 11 | 29 | 1 | 15.8 | 24.98 | 44.96 | 24.98 | 41 | -9 | -3.9 | 7.2 | -3.9 | 5
7970 | 11 | 29 | 2 | 15.8 | 24.26 | 46.04 | 24.08 | 39.92 | -9 | -4.3 | 7.8 | -4.4 | 4.4
7971 | 11 | 29 | 3 | 15.8 | 24.44 | 46.94 | 24.08 | 39.92 | -9 | -4.2 | 8.3 | -4.4 | 4.4
7972 | 11 | 29 | 4 | 15.8 | 22.82 | 46.94 | 24.98 | 39.92 | -9 | -5.1 | 8.3 | -3.9 | 4.4
7973 | 11 | 29 | 5 | 14 | 21.92 | 44.96 | 24.98 | 39.02 | -10 | -5.6 | 7.2 | -3.9 | 3.9
7974 | 11 | 29 | 6 | 14 | 22.28 | 44.96 | 24.98 | 39.02 | -10 | -5.4 | 7.2 | -3.9 | 3.9
7975 | 11 | 29 | 7 | 12.2 | 19.58 | 50 | 24.98 | 37.04 | -11 | -6.9 | 10 | -3.9 | 2.8
7976 | 11 | 29 | 8 | 14 | 22.82 | 55.94 | 26.96 | 35.06 | -10 | -5.1 | 13.3 | -2.8 | 1.7
7977 | 11 | 29 | 9 | 15.8 | 29.12 | 64.04 | 28.04 | 37.04 | -9 | -1.6 | 17.8 | -2.2 | 2.8
7978 | 11 | 29 | 10 | 15.8 | 32.36 | 66.92 | 28.94 | 39.92 | -9 | 0.2 | 19.4 | -1.7 | 4.4
7979 | 11 | 29 | 11 | 15.8 | 34.7 | 68 | 30.92 | 46.04 | -9 | 1.5 | 20 | -0.6 | 7.8
7980 | 11 | 29 | 12 | 15.8 | 37.04 | 66.92 | 32 | 48.92 | -9 | 2.8 | 19.4 | 0 | 9.4
7981 | 11 | 29 | 13 | 19.4 | 39.2 | 66.02 | 33.08 | 51.98 | -7 | 4 | 18.9 | 0.6 | 11.1
7982 | 11 | 29 | 14 | 19.4 | 41 | 64.04 | 37.04 | 53.06 | -7 | 5 | 17.8 | 2.8 | 11.7
7983 | 11 | 29 | 15 | 18.5 | 41.36 | 62.96 | 39.02 | 55.94 | -7.5 | 5.2 | 17.2 | 3.9 | 13.3
7984 | 11 | 29 | 16 | 15.8 | 39.56 | 60.98 | 39.92 | 55.94 | -9 | 4.2 | 16.1 | 4.4 | 13.3
7985 | 11 | 29 | 17 | 12.2 | 35.24 | 59 | 35.06 | 53.06 | -11 | 1.8 | 15 | 1.7 | 11.7
7986 | 11 | 29 | 18 | 8.6 | 32 | 57.92 | 33.08 | 51.98 | -13 | 0 | 14.4 | 0.6 | 11.1
7987 | 11 | 29 | 19 | 8.6 | 32 | 57.02 | 30.92 | 44.06 | -13 | 0 | 13.9 | -0.6 | 6.7
7988 | 11 | 29 | 20 | 6.8 | 29.12 | 55.94 | 30.02 | 44.06 | -14 | -1.6 | 13.3 | -1.1 | 6.7
7989 | 11 | 29 | 21 | 5 | 27.32 | 53.96 | 30.02 | 42.98 | -15 | -2.6 | 12.2 | -1.1 | 6.1
7990 | 11 | 29 | 22 | 6.8 | 25.52 | 53.06 | 28.94 | 39.92 | -14 | -3.6 | 11.7 | -1.7 | 4.4
7991 | 11 | 29 | 23 | 6.8 | 21.56 | 53.06 | 28.04 | 39.92 | -14 | -5.8 | 11.7 | -2.2 | 4.4
7992 | 11 | 29 | 24 | 6.8 | 19.76 | 51.98 | 24.98 | 39.92 | -14 | -6.8 | 11.1 | -3.9 | 4.4
7993 | 11 | 30 | 1 | 8.6 | 17.78 | 51.08 | 24.98 | 39.92 | -13 | -7.9 | 10.6 | -3.9 | 4.4
7994 | 11 | 30 | 2 | 8.6 | 16.88 | 50 | 26.06 | 39.02 | -13 | -8.4 | 10 | -3.3 | 3.9
7995 | 11 | 30 | 3 | 6.8 | 15.08 | 51.08 | 26.06 | 35.96 | -14 | -9.4 | 10.6 | -3.3 | 2.2
7996 | 11 | 30 | 4 | 6.8 | 14.18 | 51.08 | 28.04 | 33.98 | -14 | -9.9 | 10.6 | -2.2 | 1.1
7997 | 11 | 30 | 5 | 8.6 | 13.28 | 50 | 28.04 | 35.06 | -13 | -10.4 | 10 | -2.2 | 1.7
7998 | 11 | 30 | 6 | 10.4 | 13.46 | 48.92 | 24.98 | 33.98 | -12 | -10.3 | 9.4 | -3.9 | 1.1
7999 | 11 | 30 | 7 | 10.4 | 11.66 | 48.02 | 24.08 | 33.08 | -12 | -11.3 | 8.9 | -4.4 | 0.6
8000 | 11 | 30 | 8 | 17.6 | 15.8 | 48.92 | 24.98 | 33.98 | -8 | -9 | 9.4 | -3.9 | 1.1
8001 | 11 | 30 | 9 | 21.2 | 24.8 | 51.98 | 32 | 41 | -6 | -4 | 11.1 | 0 | 5
8002 | 11 | 30 | 10 | 26.6 | 32.9 | 55.04 | 39.92 | 42.08 | -3 | 0.5 | 12.8 | 4.4 | 5.6
8003 | 11 | 30 | 11 | 32 | 34.16 | 57.02 | 44.96 | 48.02 | 0 | 1.2 | 13.9 | 7.2 | 8.9
8004 | 11 | 30 | 12 | 35.6 | 40.28 | 59 | 48.92 | 51.08 | 2 | 4.6 | 15 | 9.4 | 10.6
8005 | 11 | 30 | 13 | 39.2 | 38.66 | 60.08 | 48.92 | 53.06 | 4 | 3.7 | 15.6 | 9.4 | 11.7
8006 | 11 | 30 | 14 | 41 | 38.84 | 60.98 | 51.08 | 53.06 | 5 | 3.8 | 16.1 | 10.6 | 11.7
8007 | 11 | 30 | 15 | 41 | 34.16 | 62.06 | 51.08 | 55.04 | 5 | 1.2 | 16.7 | 10.6 | 12.8
8008 | 11 | 30 | 16 | 37.4 | 30.2 | 60.08 | 48.02 | 55.04 | 3 | -1 | 15.6 | 8.9 | 12.8
8009 | 11 | 30 | 17 | 32 | 25.88 | 57.02 | 41 | 53.06 | 0 | -3.4 | 13.9 | 5 | 11.7
8010 | 11 | 30 | 18 | 28.4 | 22.64 | 55.04 | 37.94 | 50 | -2 | -5.2 | 12.8 | 3.3 | 10
8011 | 11 | 30 | 19 | 26.6 | 20.66 | 50 | 33.98 | 48.02 | -3 | -6.3 | 10 | 1.1 | 8.9
8012 | 11 | 30 | 20 | 26.6 | 19.4 | 46.94 | 33.08 | 46.04 | -3 | -7 | 8.3 | 0.6 | 7.8
8013 | 11 | 30 | 21 | 24.8 | 17.06 | 44.96 | 30.92 | 44.06 | -4 | -8.3 | 7.2 | -0.6 | 6.7
8014 | 11 | 30 | 22 | 28.76 | 18.86 | 43.88 | 32 | 43.16 | -1.8 | -7.3 | 6.6 | 0 | 6.2
8015 | 11 | 30 | 23 | 32.54 | 20.48 | 42.98 | 32.72 | 42.26 | 0.3 | -6.4 | 6.1 | 0.4 | 5.7
8016 | 11 | 30 | 24 | 36.32 | 22.1 | 41.9 | 33.62 | 41.36 | 2.4 | -5.5 | 5.5 | 0.9 | 5.2
8017 | 12 | 1 | 1 | 40.28 | 23.72 | 41 | 34.34 | 40.64 | 4.6 | -4.6 | 5 | 1.3 | 4.8
8018 | 12 | 1 | 2 | 44.06 | 25.34 | 39.92 | 35.24 | 39.74 | 6.7 | -3.7 | 4.4 | 1.8 | 4.3
8019 | 12 | 1 | 3 | 48.02 | 26.96 | 39.02 | 36.14 | 38.84 | 8.9 | -2.8 | 3.9 | 2.3 | 3.8
8020 | 12 | 1 | 4 | 51.8 | 28.4 | 37.94 | 37.04 | 37.94 | 11 | -2 | 3.3 | 2.8 | 3.3
8021 | 12 | 1 | 5 | 50 | 26.6 | 37.04 | 35.06 | 39.02 | 10 | -3 | 2.8 | 1.7 | 3.9
8022 | 12 | 1 | 6 | 50 | 24.8 | 37.04 | 33.98 | 39.02 | 10 | -4 | 2.8 | 1.1 | 3.9
8023 | 12 | 1 | 7 | 50 | 24.8 | 35.96 | 33.98 | 39.02 | 10 | -4 | 2.2 | 1.1 | 3.9
8024 | 12 | 1 | 8 | 46.4 | 28.4 | 41 | 35.06 | 42.98 | 8 | -2 | 5 | 1.7 | 6.1
8025 | 12 | 1 | 9 | 46.4 | 32 | 51.08 | 37.04 | 46.04 | 8 | 0 | 10.6 | 2.8 | 7.8
8026 | 12 | 1 | 10 | 57.2 | 37.4 | 51.98 | 41 | 48.02 | 14 | 3 | 11.1 | 5 | 8.9
8027 | 12 | 1 | 11 | 66.2 | 42.8 | 55.04 | 44.96 | 50 | 19 | 6 | 12.8 | 7.2 | 10
8028 | 12 | 1 | 12 | 68 | 48.2 | 57.02 | 46.04 | 51.08 | 20 | 9 | 13.9 | 7.8 | 10.6
8029 | 12 | 1 | 13 | 69.8 | 51.8 | 59 | 48.02 | 53.06 | 21 | 11 | 15 | 8.9 | 11.7
8030 | 12 | 1 | 14 | 71.6 | 51.8 | 59 | 48.92 | 53.06 | 22 | 11 | 15 | 9.4 | 11.7
8031 | 12 | 1 | 15 | 69.8 | 53.6 | 60.98 | 48.92 | 53.96 | 21 | 12 | 16.1 | 9.4 | 12.2
8032 | 12 | 1 | 16 | 64.4 | 51.8 | 60.08 | 48.02 | 55.04 | 18 | 11 | 15.6 | 8.9 | 12.8
8033 | 12 | 1 | 17 | 53.6 | 46.4 | 55.04 | 44.06 | 53.96 | 12 | 8 | 12.8 | 6.7 | 12.2
8034 | 12 | 1 | 18 | 51.8 | 44.6 | 50 | 42.08 | 51.98 | 11 | 7 | 10 | 5.6 | 11.1
8035 | 12 | 1 | 19 | 48.2 | 42.8 | 46.04 | 39.92 | 53.06 | 9 | 6 | 7.8 | 4.4 | 11.7
8036 | 12 | 1 | 20 | 50 | 35.6 | 44.96 | 37.94 | 51.08 | 10 | 2 | 7.2 | 3.3 | 10.6
8037 | 12 | 1 | 21 | 41 | 35.6 | 41 | 35.06 | 48.92 | 5 | 2 | 5 | 1.7 | 9.4
8038 | 12 | 1 | 22 | 42.8 | 28.4 | 42.08 | 35.06 | 48.92 | 6 | -2 | 5.6 | 1.7 | 9.4
8039 | 12 | 1 | 23 | 42.8 | 26.6 | 41 | 32 | 44.06 | 6 | -3 | 5 | 0 | 6.7
8040 | 12 | 1 | 24 | 42.8 | 26.6 | 37.94 | 33.98 | 44.96 | 6 | -3 | 3.3 | 1.1 | 7.2
8041 | 12 | 2 | 1 | 41 | 24.8 | 37.94 | 32 | 46.04 | 5 | -4 | 3.3 | 0 | 7.8
8042 | 12 | 2 | 2 | 42.8 | 24.8 | 39.92 | 32 | 44.96 | 6 | -4 | 4.4 | 0 | 7.2
8043 | 12 | 2 | 3 | 42.8 | 24.8 | 39.02 | 33.08 | 42.98 | 6 | -4 | 3.9 | 0.6 | 6.1
8044 | 12 | 2 | 4 | 41 | 24.8 | 33.98 | 33.08 | 39.92 | 5 | -4 | 1.1 | 0.6 | 4.4
8045 | 12 | 2 | 5 | 42.8 | 24.8 | 41 | 33.08 | 35.96 | 6 | -4 | 5 | 0.6 | 2.2
8046 | 12 | 2 | 6 | 42.8 | 24.8 | 37.04 | 33.08 | 35.06 | 6 | -4 | 2.8 | 0.6 | 1.7
8047 | 12 | 2 | 7 | 41 | 23 | 42.08 | 33.08 | 35.06 | 5 | -5 | 5.6 | 0.6 | 1.7
8048 | 12 | 2 | 8 | 44.6 | 26.6 | 44.96 | 33.98 | 33.98 | 7 | -3 | 7.2 | 1.1 | 1.1
8049 | 12 | 2 | 9 | 51.98 | 32 | 46.04 | 39.92 | 35.96 | 11.1 | 0 | 7.8 | 4.4 | 2.2
8050 | 12 | 2 | 10 | 59 | 39.2 | 48.92 | 48.02 | 39.92 | 15 | 4 | 9.4 | 8.9 | 4.4
8051 | 12 | 2 | 11 | 62.6 | 44.6 | 53.06 | 51.08 | 44.96 | 17 | 7 | 11.7 | 10.6 | 7.2
8052 | 12 | 2 | 12 | 68 | 51.8 | 53.96 | 51.08 | 46.94 | 20 | 11 | 12.2 | 10.6 | 8.3
8053 | 12 | 2 | 13 | 69.8 | 53.6 | 55.04 | 53.06 | 50 | 21 | 12 | 12.8 | 11.7 | 10
8054 | 12 | 2 | 14 | 69.8 | 55.4 | 55.04 | 55.04 | 51.08 | 21 | 13 | 12.8 | 12.8 | 10.6
8055 | 12 | 2 | 15 | 71.6 | 55.4 | 55.94 | 53.96 | 53.96 | 22 | 13 | 13.3 | 12.2 | 12.2
8056 | 12 | 2 | 16 | 64.4 | 53.6 | 55.04 | 53.06 | 51.98 | 18 | 12 | 12.8 | 11.7 | 11.1
8057 | 12 | 2 | 17 | 57.2 | 42.8 | 50 | 50 | 51.98 | 14 | 6 | 10 | 10 | 11.1
8058 | 12 | 2 | 18 | 57.2 | 42.8 | 44.96 | 48.02 | 48.02 | 14 | 6 | 7.2 | 8.9 | 8.9
8059 | 12 | 2 | 19 | 51.8 | 42.8 | 42.98 | 46.94 | 41 | 11 | 6 | 6.1 | 8.3 | 5
8060 | 12 | 2 | 20 | 42.8 | 42.8 | 44.06 | 48.02 | 39.02 | 6 | 6 | 6.7 | 8.9 | 3.9
8061 | 12 | 2 | 21 | 42.8 | 33.8 | 44.06 | 46.94 | 37.94 | 6 | 1 | 6.7 | 8.3 | 3.3
8062 | 12 | 2 | 22 | 46.4 | 33.8 | 42.08 | 44.96 | 37.94 | 8 | 1 | 5.6 | 7.2 | 3.3
8063 | 12 | 2 | 23 | 41 | 30.2 | 37.94 | 48.92 | 35.06 | 5 | -1 | 3.3 | 9.4 | 1.7
8064 | 12 | 2 | 24 | 42.8 | 30.2 | 37.04 | 50 | 35.96 | 6 | -1 | 2.8 | 10 | 2.2
8065 | 12 | 3 | 1 | 39.2 | 28.4 | 37.04 | 50 | 35.96 | 4 | -2 | 2.8 | 10 | 2.2
8066 | 12 | 3 | 2 | 39.2 | 26.6 | 35.96 | 48.92 | 33.98 | 4 | -3 | 2.2 | 9.4 | 1.1
8067 | 12 | 3 | 3 | 41 | 26.6 | 35.06 | 50 | 44.06 | 5 | -3 | 1.7 | 10 | 6.7
8068 | 12 | 3 | 4 | 39.2 | 24.8 | 33.98 | 50 | 39.02 | 4 | -4 | 1.1 | 10 | 3.9
8069 | 12 | 3 | 5 | 39.2 | 24.8 | 35.06 | 48.02 | 42.08 | 4 | -4 | 1.7 | 8.9 | 5.6
8070 | 12 | 3 | 6 | 39.2 | 24.8 | 37.94 | 46.04 | 41 | 4 | -4 | 3.3 | 7.8 | 5
8071 | 12 | 3 | 7 | 39.2 | 26.6 | 37.94 | 46.04 | 39.92 | 4 | -3 | 3.3 | 7.8 | 4.4
8072 | 12 | 3 | 8 | 39.2 | 26.6 | 39.02 | 48.02 | 39.92 | 4 | -3 | 3.9 | 8.9 | 4.4
8073 | 12 | 3 | 9 | 48.2 | 26.6 | 46.04 | 48.02 | 39.92 | 9 | -3 | 7.8 | 8.9 | 4.4
8074 | 12 | 3 | 10 | 53.6 | 26.6 | 50 | 51.98 | 39.02 | 12 | -3 | 10 | 11.1 | 3.9
8075 | 12 | 3 | 11 | 57.56 | 26.6 | 55.94 | 46.04 | 41 | 14.2 | -3 | 13.3 | 7.8 | 5
8076 | 12 | 3 | 12 | 60.8 | 28.4 | 57.92 | 44.96 | 37.94 | 16 | -2 | 14.4 | 7.2 | 3.3
8077 | 12 | 3 | 13 | 62.96 | 30.2 | 60.08 | 44.96 | 37.04 | 17.2 | -1 | 15.6 | 7.2 | 2.8
8078 | 12 | 3 | 14 | 64.4 | 32 | 60.98 | 44.06 | 33.08 | 18 | 0 | 16.1 | 6.7 | 0.6
8079 | 12 | 3 | 15 | 64.4 | 33.8 | 60.98 | 42.98 | 33.98 | 18 | 1 | 16.1 | 6.1 | 1.1
8080 | 12 | 3 | 16 | 60.8 | 32 | 60.08 | 35.96 | 35.96 | 16 | 0 | 15.6 | 2.2 | 2.2
8081 | 12 | 3 | 17 | 51.8 | 32 | 55.04 | 35.96 | 35.96 | 11 | 0 | 12.8 | 2.2 | 2.2
8082 | 12 | 3 | 18 | 48.2 | 32 | 48.92 | 35.96 | 35.96 | 9 | 0 | 9.4 | 2.2 | 2.2
8083 | 12 | 3 | 19 | 48.2 | 32 | 48.02 | 35.96 | 32 | 9 | 0 | 8.9 | 2.2 | 0
8084 | 12 | 3 | 20 | 46.4 | 32 | 44.96 | 33.98 | 32 | 8 | 0 | 7.2 | 1.1 | 0
8085 | 12 | 3 | 21 | 44.6 | 30.2 | 42.98 | 33.08 | 33.08 | 7 | -1 | 6.1 | 0.6 | 0.6
8086 | 12 | 3 | 22 | 42.8 | 30.2 | 42.08 | 32 | 30.92 | 6 | -1 | 5.6 | 0 | -0.6
8087 | 12 | 3 | 23 | 42.8 | 30.2 | 42.98 | 30.92 | 33.08 | 6 | -1 | 6.1 | -0.6 | 0.6
8088 | 12 | 3 | 24 | 41 | 30.2 | 42.08 | 30.92 | 32 | 5 | -1 | 5.6 | -0.6 | 0
8089 | 12 | 4 | 1 | 37.4 | 30.2 | 41 | 30.02 | 32 | 3 | -1 | 5 | -1.1 | 0
8090 | 12 | 4 | 2 | 37.4 | 30.2 | 42.08 | 28.94 | 32 | 3 | -1 | 5.6 | -1.7 | 0
8091 | 12 | 4 | 3 | 35.6 | 30.2 | 39.92 | 28.94 | 30.92 | 2 | -1 | 4.4 | -1.7 | -0.6
8092 | 12 | 4 | 4 | 35.6 | 30.2 | 41 | 28.04 | 32 | 2 | -1 | 5 | -2.2 | 0
8093 | 12 | 4 | 5 | 33.8 | 30.2 | 37.94 | 28.04 | 30.92 | 1 | -1 | 3.3 | -2.2 | -0.6
8094 | 12 | 4 | 6 | 39.2 | 30.2 | 39.02 | 28.04 | 30.92 | 4 | -1 | 3.9 | -2.2 | -0.6
8095 | 12 | 4 | 7 | 42.8 | 30.2 | 37.04 | 28.04 | 30.92 | 6 | -1 | 2.8 | -2.2 | -0.6
8096 | 12 | 4 | 8 | 46.4 | 30.2 | 42.98 | 28.94 | 30.02 | 8 | -1 | 6.1 | -1.7 | -1.1
8097 | 12 | 4 | 9 | 51.8 | 30.2 | 48.92 | 30.02 | 32 | 11 | -1 | 9.4 | -1.1 | 0
8098 | 12 | 4 | 10 | 53.6 | 28.4 | 53.06 | 30.92 | 33.98 | 12 | -2 | 11.7 | -0.6 | 1.1
8099 | 12 | 4 | 11 | 59 | 28.4 | 60.08 | 32 | 37.04 | 15 | -2 | 15.6 | 0 | 2.8
8100 | 12 | 4 | 12 | 68 | 30.2 | 66.02 | 33.08 | 37.94 | 20 | -1 | 18.9 | 0.6 | 3.3
8101 | 12 | 4 | 13 | 68 | 32 | 64.04 | 33.98 | 39.92 | 20 | 0 | 17.8 | 1.1 | 4.4
8102 | 12 | 4 | 14 | 68 | 33.8 | 64.94 | 33.98 | 42.98 | 20 | 1 | 18.3 | 1.1 | 6.1
8103 | 12 | 4 | 15 | 66.2 | 33.8 | 64.94 | 33.98 | 42.08 | 19 | 1 | 18.3 | 1.1 | 5.6
8104 | 12 | 4 | 16 | 62.6 | 33.8 | 64.04 | 30.92 | 42.08 | 17 | 1 | 17.8 | -0.6 | 5.6
8105 | 12 | 4 | 17 | 53.6 | 33.8 | 60.98 | 28.04 | 41 | 12 | 1 | 16.1 | -2.2 | 5
8106 | 12 | 4 | 18 | 50 | 33.8 | 53.96 | 26.06 | 39.92 | 10 | 1 | 12.2 | -3.3 | 4.4
8107 | 12 | 4 | 19 | 46.4 | 30.2 | 50 | 24.98 | 30.92 | 8 | -1 | 10 | -3.9 | -0.6
8108 | 12 | 4 | 20 | 46.4 | 30.2 | 50 | 24.08 | 32 | 8 | -1 | 10 | -4.4 | 0
8109 | 12 | 4 | 21 | 44.6 | 28.4 | 48.92 | 23 | 33.98 | 7 | -2 | 9.4 | -5 | 1.1
8110 | 12 | 4 | 22 | 44.6 | 28.4 | 48.02 | 21.92 | 32 | 7 | -2 | 8.9 | -5.6 | 0
8111 | 12 | 4 | 23 | 46.4 | 28.4 | 46.94 | 21.92 | 32 | 8 | -2 | 8.3 | -5.6 | 0
8112 | 12 | 4 | 24 | 44.6 | 28.4 | 46.94 | 19.94 | 28.04 | 7 | -2 | 8.3 | -6.7 | -2.2
8113 | 12 | 5 | 1 | 42.8 | 28.4 | 46.94 | 17.96 | 26.96 | 6 | -2 | 8.3 | -7.8 | -2.8
8114 | 12 | 5 | 2 | 37.4 | 30.2 | 51.98 | 19.04 | 23 | 3 | -1 | 11.1 | -7.2 | -5
8115 | 12 | 5 | 3 | 39.2 | 30.2 | 46.04 | 21.02 | 26.96 | 4 | -1 | 7.8 | -6.1 | -2.8
8116 | 12 | 5 | 4 | 37.4 | 28.4 | 42.98 | 19.94 | 21.92 | 3 | -2 | 6.1 | -6.7 | -5.6
8117 | 12 | 5 | 5 | 30.2 | 30.2 | 44.96 | 15.98 | 24.08 | -1 | -1 | 7.2 | -8.9 | -4.4
8118 | 12 | 5 | 6 | 26.6 | 28.4 | 42.98 | 15.98 | 24.98 | -3 | -2 | 6.1 | -8.9 | -3.9
8119 | 12 | 5 | 7 | 26.6 | 26.6 | 44.06 | 15.98 | 24.08 | -3 | -3 | 6.7 | -8.9 | -4.4
8120 | 12 | 5 | 8 | 30.2 | 26.6 | 46.94 | 19.04 | 26.06 | -1 | -3 | 8.3 | -7.2 | -3.3
8121 | 12 | 5 | 9 | 32 | 33.8 | 55.94 | 21.92 | 28.94 | 0 | 1 | 13.3 | -5.6 | -1.7
8122 | 12 | 5 | 10 | 35.6 | 37.4 | 62.06 | 24.08 | 32 | 2 | 3 | 16.7 | -4.4 | 0
8123 | 12 | 5 | 11 | 37.4 | 39.2 | 68 | 26.96 | 35.06 | 3 | 4 | 20 | -2.8 | 1.7
8124 | 12 | 5 | 12 | 39.2 | 42.8 | 71.96 | 30.02 | 39.02 | 4 | 6 | 22.2 | -1.1 | 3.9
8125 | 12 | 5 | 13 | 37.4 | 44.6 | 73.04 | 32 | 41 | 3 | 7 | 22.8 | 0 | 5
8126 | 12 | 5 | 14 | 37.4 | 44.6 | 73.94 | 33.98 | 42.08 | 3 | 7 | 23.3 | 1.1 | 5.6
8127 | 12 | 5 | 15 | 37.4 | 46.4 | 73.94 | 33.98 | 42.98 | 3 | 8 | 23.3 | 1.1 | 6.1
8128 | 12 | 5 | 16 | 35.6 | 46.4 | 71.06 | 35.96 | 42.98 | 2 | 8 | 21.7 | 2.2 | 6.1
8129 | 12 | 5 | 17 | 32 | 39.2 | 68 | 35.06 | 42.08 | 0 | 4 | 20 | 1.7 | 5.6
8130 | 12 | 5 | 18 | 28.4 | 30.2 | 66.92 | 33.08 | 37.04 | -2 | -1 | 19.4 | 0.6 | 2.8
8131 | 12 | 5 | 19 | 26.6 | 28.4 | 64.94 | 33.08 | 32 | -3 | -2 | 18.3 | 0.6 | 0
8132 | 12 | 5 | 20 | 26.6 | 24.8 | 60.08 | 32 | 30.92 | -3 | -4 | 15.6 | 0 | -0.6
8133 | 12 | 5 | 21 | 26.6 | 24.8 | 55.94 | 28.04 | 32 | -3 | -4 | 13.3 | -2.2 | 0
8134 | 12 | 5 | 22 | 24.8 | 21.2 | 57.02 | 26.96 | 26.06 | -4 | -6 | 13.9 | -2.8 | -3.3
8135 | 12 | 5 | 23 | 24.8 | 21.2 | 53.06 | 26.96 | 30.92 | -4 | -6 | 11.7 | -2.8 | -0.6
8136 | 12 | 5 | 24 | 19.4 | 19.4 | 51.98 | 26.96 | 30.02 | -7 | -7 | 11.1 | -2.8 | -1.1
8137 | 12 | 6 | 1 | 19.4 | 19.4 | 51.98 | 26.06 | 28.94 | -7 | -7 | 11.1 | -3.3 | -1.7
8138 | 12 | 6 | 2 | 21.2 | 17.6 | 48.02 | 26.06 | 28.94 | -6 | -8 | 8.9 | -3.3 | -1.7
8139 | 12 | 6 | 3 | 24.8 | 17.6 | 44.96 | 26.06 | 26.06 | -4 | -8 | 7.2 | -3.3 | -3.3
8140 | 12 | 6 | 4 | 24.8 | 17.6 | 42.98 | 26.06 | 26.96 | -4 | -8 | 6.1 | -3.3 | -2.8
8141 | 12 | 6 | 5 | 24.8 | 15.8 | 44.06 | 26.06 | 26.06 | -4 | -9 | 6.7 | -3.3 | -3.3
8142 | 12 | 6 | 6 | 24.8 | 15.8 | 42.98 | 24.98 | 26.06 | -4 | -9 | 6.1 | -3.9 | -3.3
8143 | 12 | 6 | 7 | 24.8 | 15.8 | 44.06 | 24.98 | 23 | -4 | -9 | 6.7 | -3.9 | -5
8144 | 12 | 6 | 8 | 24.8 | 15.8 | 46.04 | 23 | 24.98 | -4 | -9 | 7.8 | -5 | -3.9
8145 | 12 | 6 | 9 | 28.4 | 24.8 | 55.04 | 26.96 | 26.96 | -2 | -4 | 12.8 | -2.8 | -2.8
8146 | 12 | 6 | 10 | 28.4 | 30.2 | 57.92 | 30.02 | 32 | -2 | -1 | 14.4 | -1.1 | 0
8147 | 12 | 6 | 11 | 28.4 | 37.4 | 60.98 | 30.92 | 35.96 | -2 | 3 | 16.1 | -0.6 | 2.2
8148 | 12 | 6 | 12 | 30.2 | 42.8 | 62.96 | 30.92 | 39.02 | -1 | 6 | 17.2 | -0.6 | 3.9
8149 | 12 | 6 | 13 | 30.2 | 46.4 | 66.02 | 30.92 | 42.08 | -1 | 8 | 18.9 | -0.6 | 5.6
8150 | 12 | 6 | 14 | 30.2 | 50 | 68 | 32 | 44.06 | -1 | 10 | 20 | 0 | 6.7
8151 | 12 | 6 | 15 | 32 | 50 | 69.08 | 33.08 | 46.04 | 0 | 10 | 20.6 | 0.6 | 7.8
8152 | 12 | 6 | 16 | 30.2 | 48.2 | 68 | 32 | 46.04 | -1 | 9 | 20 | 0 | 7.8
8153 | 12 | 6 | 17 | 26.6 | 37.4 | 62.96 | 30.02 | 42.98 | -3 | 3 | 17.2 | -1.1 | 6.1
8154 | 12 | 6 | 18 | 24.8 | 30.2 | 55.94 | 26.96 | 42.08 | -4 | -1 | 13.3 | -2.8 | 5.6
8155 | 12 | 6 | 19 | 26.6 | 26.6 | 53.06 | 26.06 | 33.98 | -3 | -3 | 11.7 | -3.3 | 1.1
8156 | 12 | 6 | 20 | 24.8 | 23 | 51.98 | 23 | 33.08 | -4 | -5 | 11.1 | -5 | 0.6
8157 | 12 | 6 | 21 | 24.8 | 23 | 53.06 | 21.02 | 33.98 | -4 | -5 | 11.7 | -6.1 | 1.1
8158 | 12 | 6 | 22 | 23 | 21.2 | 51.98 | 21.02 | 35.96 | -5 | -6 | 11.1 | -6.1 | 2.2
8159 | 12 | 6 | 23 | 23 | 21.2 | 51.08 | 19.94 | 33.98 | -5 | -6 | 10.6 | -6.7 | 1.1
8160 | 12 | 6 | 24 | 23 | 19.4 | 44.96 | 19.94 | 28.94 | -5 | -7 | 7.2 | -6.7 | -1.7
8161 | 12 | 7 | 1 | 23 | 19.4 | 48.92 | 19.04 | 28.04 | -5 | -7 | 9.4 | -7.2 | -2.2
8162 | 12 | 7 | 2 | 19.4 | 19.4 | 46.04 | 17.96 | 28.04 | -7 | -7 | 7.8 | -7.8 | -2.2
8163 | 12 | 7 | 3 | 21.2 | 19.4 | 44.96 | 17.06 | 24.98 | -6 | -7 | 7.2 | -8.3 | -3.9
8164 | 12 | 7 | 4 | 19.4 | 19.4 | 44.96 | 17.06 | 28.04 | -7 | -7 | 7.2 | -8.3 | -2.2
8165 | 12 | 7 | 5 | 21.2 | 19.4 | 42.98 | 17.06 | 26.06 | -6 | -7 | 6.1 | -8.3 | -3.3
8166 | 12 | 7 | 6 | 19.4 | 19.4 | 44.96 | 15.08 | 23 | -7 | -7 | 7.2 | -9.4 | -5
8167 | 12 | 7 | 7 | 17.6 | 17.6 | 42.98 | 15.98 | 26.06 | -8 | -8 | 6.1 | -8.9 | -3.3
8168 | 12 | 7 | 8 | 19.4 | 17.6 | 48.02 | 17.06 | 26.06 | -7 | -8 | 8.9 | -8.3 | -3.3
8169 | 12 | 7 | 9 | 23 | 24.8 | 57.92 | 21.02 | 30.92 | -5 | -4 | 14.4 | -6.1 | -0.6
8170 | 12 | 7 | 10 | 26.6 | 30.2 | 60.08 | 23 | 33.98 | -3 | -1 | 15.6 | -5 | 1.1
8171 | 12 | 7 | 11 | 32 | 33.8 | 62.06 | 26.96 | 39.02 | 0 | 1 | 16.7 | -2.8 | 3.9
8172 | 12 | 7 | 12 | 32 | 39.2 | 64.94 | 30.02 | 44.96 | 0 | 4 | 18.3 | -1.1 | 7.2
8173 | 12 | 7 | 13 | 32 | 42.8 | 66.02 | 32 | 44.96 | 0 | 6 | 18.9 | 0 | 7.2
8174 | 12 | 7 | 14 | 33.8 | 42.8 | 66.92 | 33.08 | 46.04 | 1 | 6 | 19.4 | 0.6 | 7.8
8175 | 12 | 7 | 15 | 33.8 | 44.6 | 66.92 | 33.08 | 48.02 | 1 | 7 | 19.4 | 0.6 | 8.9
8176 | 12 | 7 | 16 | 33.8 | 39.2 | 66.92 | 33.08 | 46.94 | 1 | 4 | 19.4 | 0.6 | 8.3
8177 | 12 | 7 | 17 | 26.6 | 33.8 | 62.06 | 32 | 44.06 | -3 | 1 | 16.7 | 0 | 6.7
8178 | 12 | 7 | 18 | 26.6 | 28.4 | 57.02 | 30.92 | 37.94 | -3 | -2 | 13.9 | -0.6 | 3.3
8179 | 12 | 7 | 19 | 24.44 | 28.4 | 55.04 | 30.02 | 37.94 | -4.2 | -2 | 12.8 | -1.1 | 3.3
8180 | 12 | 7 | 20 | 23 | 26.6 | 55.04 | 28.04 | 37.04 | -5 | -3 | 12.8 | -2.2 | 2.8
8181 | 12 | 7 | 21 | 17.6 | 24.8 | 48.92 | 28.04 | 39.02 | -8 | -4 | 9.4 | -2.2 | 3.9
8182 | 12 | 7 | 22 | 17.6 | 26.6 | 48.92 | 30.02 | 33.08 | -8 | -3 | 9.4 | -1.1 | 0.6
8183 | 12 | 7 | 23 | 15.8 | 21.2 | 46.94 | 28.94 | 30.92 | -9 | -6 | 8.3 | -1.7 | -0.6
8184 | 12 | 7 | 24 | 17.6 | 23 | 46.94 | 30.02 | 35.06 | -8 | -5 | 8.3 | -1.1 | 1.7
8185 | 12 | 8 | 1 | 15.8 | 24.8 | 44.06 | 30.02 | 33.08 | -9 | -4 | 6.7 | -1.1 | 0.6
8186 | 12 | 8 | 2 | 15.8 | 24.8 | 42.98 | 30.92 | 33.98 | -9 | -4 | 6.1 | -0.6 | 1.1
8187 | 12 | 8 | 3 | 15.8 | 21.2 | 42.08 | 30.92 | 32 | -9 | -6 | 5.6 | -0.6 | 0
8188 | 12 | 8 | 4 | 17.6 | 24.8 | 44.06 | 30.92 | 30.02 | -8 | -4 | 6.7 | -0.6 | -1.1
8189 | 12 | 8 | 5 | 17.6 | 24.8 | 42.98 | 30.92 | 28.94 | -8 | -4 | 6.1 | -0.6 | -1.7
8190 | 12 | 8 | 6 | 19.4 | 24.8 | 41 | 30.92 | 26.06 | -7 | -4 | 5 | -0.6 | -3.3
8191 | 12 | 8 | 7 | 17.6 | 24.8 | 44.06 | 33.08 | 26.96 | -8 | -4 | 6.7 | 0.6 | -2.8
8192 | 12 | 8 | 8 | 23.18 | 24.8 | 46.04 | 30.02 | 28.04 | -4.9 | -4 | 7.8 | -1.1 | -2.2
8193 | 12 | 8 | 9 | 32 | 28.4 | 53.06 | 39.92 | 30.92 | 0 | -2 | 11.7 | 4.4 | -0.6
8194 | 12 | 8 | 10 | 38.12 | 32 | 57.92 | 44.06 | 32 | 3.4 | 0 | 14.4 | 6.7 | 0
8195 | 12 | 8 | 11 | 42.8 | 35.6 | 62.06 | 48.02 | 35.06 | 6 | 2 | 16.7 | 8.9 | 1.7
8196 | 12 | 8 | 12 | 44.6 | 37.4 | 64.04 | 46.94 | 37.94 | 7 | 3 | 17.8 | 8.3 | 3.3
8197 | 12 | 8 | 13 | 46.4 | 41 | 64.94 | 41 | 41 | 8 | 5 | 18.3 | 5 | 5
8198 | 12 | 8 | 14 | 46.4 | 42.8 | 66.02 | 39.92 | 41 | 8 | 6 | 18.9 | 4.4 | 5
8199 | 12 | 8 | 15 | 46.4 | 44.6 | 66.92 | 39.02 | 41 | 8 | 7 | 19.4 | 3.9 | 5
8200 | 12 | 8 | 16 | 41.72 | 42.8 | 64.94 | 35.96 | 35.06 | 5.4 | 6 | 18.3 | 2.2 | 1.7
8201 | 12 | 8 | 17 | 35.6 | 35.6 | 62.96 | 35.06 | 35.06 | 2 | 2 | 17.2 | 1.7 | 1.7
8202 | 12 | 8 | 18 | 30.2 | 28.4 | 55.94 | 33.08 | 35.96 | -1 | -2 | 13.3 | 0.6 | 2.2
8203 | 12 | 8 | 19 | 24.8 | 23 | 53.06 | 30.02 | 35.96 | -4 | -5 | 11.7 | -1.1 | 2.2
8204 | 12 | 8 | 20 | 24.8 | 21.2 | 53.06 | 28.94 | 35.06 | -4 | -6 | 11.7 | -1.7 | 1.7
8205 | 12 | 8 | 21 | 23 | 21.2 | 51.08 | 28.94 | 35.06 | -5 | -6 | 10.6 | -1.7 | 1.7
8206 | 12 | 8 | 22 | 23 | 19.4 | 46.94 | 24.98 | 37.04 | -5 | -7 | 8.3 | -3.9 | 2.8
8207 | 12 | 8 | 23 | 23 | 17.6 | 48.92 | 24.98 | 35.96 | -5 | -8 | 9.4 | -3.9 | 2.2
8208 | 12 | 8 | 24 | 24.8 | 17.6 | 48.02 | 26.06 | 33.98 | -4 | -8 | 8.9 | -3.3 | 1.1
8209 | 12 | 9 | 1 | 24.8 | 17.6 | 44.96 | 24.08 | 32 | -4 | -8 | 7.2 | -4.4 | 0
8210 | 12 | 9 | 2 | 23 | 17.6 | 44.06 | 19.94 | 30.92 | -5 | -8 | 6.7 | -6.7 | -0.6
8211 | 12 | 9 | 3 | 23 | 17.6 | 44.06 | 19.94 | 24.98 | -5 | -8 | 6.7 | -6.7 | -3.9
8212 | 12 | 9 | 4 | 21.2 | 15.8 | 41 | 17.96 | 23 | -6 | -9 | 5 | -7.8 | -5
8213 | 12 | 9 | 5 | 24.8 | 15.8 | 42.08 | 19.04 | 21.92 | -4 | -9 | 5.6 | -7.2 | -5.6
8214 | 12 | 9 | 6 | 24.8 | 12.2 | 42.08 | 17.06 | 24.08 | -4 | -11 | 5.6 | -8.3 | -4.4
8215 | 12 | 9 | 7 | 26.6 | 12.2 | 41 | 17.06 | 26.06 | -3 | -11 | 5 | -8.3 | -3.3
8216 | 12 | 9 | 8 | 24.98 | 15.8 | 46.94 | 21.92 | 28.04 | -3.9 | -9 | 8.3 | -5.6 | -2.2
8217 | 12 | 9 | 9 | 26.6 | 23 | 53.96 | 28.94 | 30.92 | -3 | -5 | 12.2 | -1.7 | -0.6
8218 | 12 | 9 | 10 | 28.4 | 30.2 | 57.92 | 32 | 33.08 | -2 | -1 | 14.4 | 0 | 0.6
8219 | 12 | 9 | 11 | 28.4 | 37.4 | 62.06 | 33.98 | 35.06 | -2 | 3 | 16.7 | 1.1 | 1.7
8220 | 12 | 9 | 12 | 26.6 | 42.8 | 64.94 | 37.04 | 37.04 | -3 | 6 | 18.3 | 2.8 | 2.8
8221 | 12 | 9 | 13 | 27.86 | 46.4 | 66.02 | 39.02 | 39.02 | -2.3 | 8 | 18.9 | 3.9 | 3.9
8222 | 12 | 9 | 14 | 28.4 | 51.8 | 66.92 | 39.92 | 39.92 | -2 | 11 | 19.4 | 4.4 | 4.4
8223 | 12 | 9 | 15 | 26.6 | 53.6 | 68 | 39.92 | 41 | -3 | 12 | 20 | 4.4 | 5
8224 | 12 | 9 | 16 | 26.6 | 51.8 | 66.92 | 37.04 | 41 | -3 | 11 | 19.4 | 2.8 | 5
8225 | 12 | 9 | 17 | 23.9 | 39.74 | 64.94 | 33.08 | 39.92 | -4.5 | 4.3 | 18.3 | 0.6 | 4.4
8226 | 12 | 9 | 18 | 23 | 28.4 | 55.94 | 30.92 | 37.94 | -5 | -2 | 13.3 | -0.6 | 3.3
8227 | 12 | 9 | 19 | 23 | 24.8 | 53.96 | 30.02 | 30.02 | -5 | -4 | 12.2 | -1.1 | -1.1
8228 | 12 | 9 | 20 | 23 | 23 | 53.06 | 28.94 | 32 | -5 | -5 | 11.7 | -1.7 | 0
8229 | 12 | 9 | 21 | 23 | 21.2 | 48.92 | 28.04 | 33.08 | -5 | -6 | 9.4 | -2.2 | 0.6
8230 | 12 | 9 | 22 | 22.46 | 21.2 | 48.02 | 24.98 | 33.08 | -5.3 | -6 | 8.9 | -3.9 | 0.6
8231 | 12 | 9 | 23 | 21.92 | 19.4 | 48.02 | 24.98 | 33.08 | -5.6 | -7 | 8.9 | -3.9 | 0.6
8232 | 12 | 9 | 24 | 21.92 | 17.6 | 46.94 | 24.98 | 33.08 | -5.6 | -8 | 8.3 | -3.9 | 0.6
8233 | 12 | 10 | 1 | 21.2 | 15.8 | 44.96 | 24.08 | 30.92 | -6 | -9 | 7.2 | -4.4 | -0.6
8234 | 12 | 10 | 2 | 21.2 | 14 | 44.96 | 21.02 | 28.94 | -6 | -10 | 7.2 | -6.1 | -1.7
8235 | 12 | 10 | 3 | 19.4 | 12.2 | 42.08 | 19.94 | 28.04 | -7 | -11 | 5.6 | -6.7 | -2.2
8236 | 12 | 10 | 4 | 15.8 | 12.2 | 41 | 21.02 | 30.02 | -9 | -11 | 5 | -6.1 | -1.1
8237 | 12 | 10 | 5 | 14 | 12.2 | 39.92 | 21.92 | 30.02 | -10 | -11 | 4.4 | -5.6 | -1.1
8238 | 12 | 10 | 6 | 14 | 10.4 | 39.92 | 21.92 | 28.04 | -10 | -12 | 4.4 | -5.6 | -2.2
8239 | 12 | 10 | 7 | 14 | 12.2 | 39.92 | 21.92 | 28.04 | -10 | -11 | 4.4 | -5.6 | -2.2
8240 | 12 | 10 | 8 | 12.2 | 14 | 44.96 | 21.92 | 28.94 | -11 | -10 | 7.2 | -5.6 | -1.7
8241 | 12 | 10 | 9 | 15.8 | 23 | 51.98 | 24.98 | 30.92 | -9 | -5 | 11.1 | -3.9 | -0.6
8242 | 12 | 10 | 10 | 21.2 | 30.2 | 53.96 | 28.04 | 35.06 | -6 | -1 | 12.2 | -2.2 | 1.7
8243 | 12 | 10 | 11 | 24.8 | 37.4 | 59 | 30.92 | 37.94 | -4 | 3 | 15 | -0.6 | 3.3
8244 | 12 | 10 | 12 | 26.6 | 42.8 | 60.98 | 33.08 | 42.08 | -3 | 6 | 16.1 | 0.6 | 5.6
8245 | 12 | 10 | 13 | 30.2 | 48.2 | 60.98 | 37.04 | 44.96 | -1 | 9 | 16.1 | 2.8 | 7.2
8246 | 12 | 10 | 14 | 32 | 51.8 | 60.98 | 37.94 | 46.94 | 0 | 11 | 16.1 | 3.3 | 8.3
8247 | 12 | 10 | 15 | 32 | 51.8 | 60.98 | 39.02 | 46.94 | 0 | 11 | 16.1 | 3.9 | 8.3
8248 | 12 | 10 | 16 | 30.02 | 48.2 | 60.98 | 37.94 | 46.94 | -1.1 | 9 | 16.1 | 3.3 | 8.3
8249 | 12 | 10 | 17 | 26.6 | 33.8 | 59 | 35.96 | 46.04 | -3 | 1 | 15 | 2.2 | 7.8
8250 | 12 | 10 | 18 | 19.4 | 26.6 | 55.94 | 35.06 | 46.04 | -7 | -3 | 13.3 | 1.7 | 7.8
8251 | 12 | 10 | 19 | 21.2 | 24.8 | 53.06 | 33.98 | 44.06 | -6 | -4 | 11.7 | 1.1 | 6.7
8252 | 12 | 10 | 20 | 19.4 | 24.8 | 51.08 | 30.92 | 42.08 | -7 | -4 | 10.6 | -0.6 | 5.6
8253 | 12 | 10 | 21 | 19.4 | 19.4 | 50 | 30.02 | 37.94 | -7 | -7 | 10 | -1.1 | 3.3
8254 | 12 | 10 | 22 | 19.4 | 21.2 | 46.94 | 30.02 | 39.02 | -7 | -6 | 8.3 | -1.1 | 3.9
8255 | 12 | 10 | 23 | 21.2 | 19.4 | 51.98 | 28.04 | 37.94 | -6 | -7 | 11.1 | -2.2 | 3.3
8256 | 12 | 10 | 24 | 23 | 19.4 | 50 | 24.98 | 37.04 | -5 | -7 | 10 | -3.9 | 2.8
8257 | 12 | 11 | 1 | 21.2 | 23 | 53.06 | 26.96 | 35.96 | -6 | -5 | 11.7 | -2.8 | 2.2
8258 | 12 | 11 | 2 | 23 | 24.8 | 51.08 | 26.96 | 37.04 | -5 | -4 | 10.6 | -2.8 | 2.8
8259 | 12 | 11 | 3 | 17.6 | 26.6 | 50 | 26.06 | 35.96 | -8 | -3 | 10 | -3.3 | 2.2
8260 | 12 | 11 | 4 | 19.4 | 26.6 | 46.94 | 24.08 | 35.96 | -7 | -3 | 8.3 | -4.4 | 2.2
8261 | 12 | 11 | 5 | 21.2 | 24.8 | 46.04 | 23 | 35.06 | -6 | -4 | 7.8 | -5 | 1.7
8262 | 12 | 11 | 6 | 21.2 | 21.2 | 44.06 | 24.98 | 35.06 | -6 | -6 | 6.7 | -3.9 | 1.7
8263 | 12 | 11 | 7 | 23 | 19.4 | 42.08 | 21.92 | 35.06 | -5 | -7 | 5.6 | -5.6 | 1.7
8264 | 12 | 11 | 8 | 24.8 | 19.4 | 44.06 | 26.06 | 35.06 | -4 | -7 | 6.7 | -3.3 | 1.7
8265 | 12 | 11 | 9 | 32 | 23 | 46.04 | 28.94 | 35.96 | 0 | -5 | 7.8 | -1.7 | 2.2
8266 | 12 | 11 | 10 | 38.12 | 30.2 | 46.04 | 30.02 | 39.02 | 3.4 | -1 | 7.8 | -1.1 | 3.9
8267 | 12 | 11 | 11 | 42.8 | 39.2 | 46.94 | 32 | 42.08 | 6 | 4 | 8.3 | 0 | 5.6
8268 | 12 | 11 | 12 | 44.6 | 44.6 | 48.92 | 33.98 | 46.94 | 7 | 7 | 9.4 | 1.1 | 8.3
8269 | 12 | 11 | 13 | 44.6 | 48.2 | 48.92 | 35.96 | 46.94 | 7 | 9 | 9.4 | 2.2 | 8.3
8270 | 12 | 11 | 14 | 46.4 | 50 | 48.92 | 37.04 | 46.94 | 8 | 10 | 9.4 | 2.8 | 8.3
8271 | 12 | 11 | 15 | 46.4 | 48.2 | 48.92 | 37.94 | 46.94 | 8 | 9 | 9.4 | 3.3 | 8.3
8272 | 12 | 11 | 16 | 42.8 | 44.6 | 48.02 | 37.94 | 46.04 | 6 | 7 | 8.9 | 3.3 | 7.8
8273 | 12 | 11 | 17 | 39.2 | 37.4 | 46.04 | 37.04 | 42.98 | 4 | 3 | 7.8 | 2.8 | 6.1
8274 | 12 | 11 | 18 | 35.6 | 37.4 | 44.96 | 33.98 | 42.08 | 2 | 3 | 7.2 | 1.1 | 5.6
8275 | 12 | 11 | 19 | 35.6 | 39.2 | 44.06 | 35.06 | 42.08 | 2 | 4 | 6.7 | 1.7 | 5.6
8276 | 12 | 11 | 20 | 33.8 | 39.2 | 42.08 | 33.98 | 39.92 | 1 | 4 | 5.6 | 1.1 | 4.4
8277 | 12 | 11 | 21 | 26.6 | 33.8 | 41 | 33.98 | 39.02 | -3 | 1 | 5 | 1.1 | 3.9
8278 | 12 | 11 | 22 | 26.6 | 33.8 | 41 | 30.02 | 37.04 | -3 | 1 | 5 | -1.1 | 2.8
8279 | 12 | 11 | 23 | 28.4 | 28.4 | 39.92 | 30.02 | 35.96 | -2 | -2 | 4.4 | -1.1 | 2.2
8280 | 12 | 11 | 24 | 28.4 | 37.4 | 39.02 | 28.94 | 33.08 | -2 | 3 | 3.9 | -1.7 | 0.6
8281 | 12 | 12 | 1 | 28.4 | 35.6 | 37.94 | 26.96 | 32 | -2 | 2 | 3.3 | -2.8 | 0
8282 | 12 | 12 | 2 | 28.4 | 28.4 | 39.02 | 26.96 | 30.92 | -2 | -2 | 3.9 | -2.8 | -0.6
8283 | 12 | 12 | 3 | 28.4 | 24.8 | 35.96 | 26.06 | 28.94 | -2 | -4 | 2.2 | -3.3 | -1.7
8284 | 12 | 12 | 4 | 30.2 | 24.8 | 35.06 | 26.96 | 28.04 | -1 | -4 | 1.7 | -2.8 | -2.2
8285 | 12 | 12 | 5 | 32 | 24.8 | 33.98 | 24.08 | 26.06 | 0 | -4 | 1.1 | -4.4 | -3.3
8286 | 12 | 12 | 6 | 28.4 | 24.8 | 32 | 24.98 | 24.98 | -2 | -4 | 0 | -3.9 | -3.9
8287 | 12 | 12 | 7 | 30.2 | 24.8 | 30.02 | 26.06 | 26.06 | -1 | -4 | -1.1 | -3.3 | -3.3
8288 | 12 | 12 | 8 | 30.2 | 24.8 | 33.08 | 24.08 | 28.04 | -1 | -4 | 0.6 | -4.4 | -2.2
8289 | 12 | 12 | 9 | 39.2 | 33.8 | 37.04 | 30.02 | 30.02 | 4 | 1 | 2.8 | -1.1 | -1.1
8290 | 12 | 12 | 10 | 42.8 | 37.4 | 39.02 | 35.06 | 33.98 | 6 | 3 | 3.9 | 1.7 | 1.1
8291 | 12 | 12 | 11 | 44.6 | 37.4 | 42.98 | 39.92 | 37.94 | 7 | 3 | 6.1 | 4.4 | 3.3
8292 | 12 | 12 | 12 | 48.2 | 39.2 | 44.96 | 46.04 | 42.08 | 9 | 4 | 7.2 | 7.8 | 5.6
8293 | 12 | 12 | 13 | 46.4 | 39.2 | 46.94 | 50 | 44.06 | 8 | 4 | 8.3 | 10 | 6.7
8294 | 12 | 12 | 14 | 46.4 | 42.8 | 48.92 | 51.98 | 46.04 | 8 | 6 | 9.4 | 11.1 | 7.8
8295 | 12 | 12 | 15 | 46.4 | 41 | 50 | 51.98 | 46.04 | 8 | 5 | 10 | 11.1 | 7.8
8296 | 12 | 12 | 16 | 46.4 | 39.2 | 50 | 51.08 | 44.96 | 8 | 4 | 10 | 10.6 | 7.2
8297 | 12 | 12 | 17 | 39.2 | 33.8 | 46.04 | 44.06 | 42.98 | 4 | 1 | 7.8 | 6.7 | 6.1
8298 | 12 | 12 | 18 | 35.6 | 28.4 | 41 | 42.08 | 35.96 | 2 | -2 | 5 | 5.6 | 2.2
8299 | 12 | 12 | 19 | 33.8 | 23 | 39.92 | 39.92 | 33.08 | 1 | -5 | 4.4 | 4.4 | 0.6
8300 | 12 | 12 | 20 | 35.6 | 26.6 | 37.04 | 37.94 | 35.06 | 2 | -3 | 2.8 | 3.3 | 1.7
8301 | 12 | 12 | 21 | 30.2 | 24.8 | 37.04 | 37.04 | 35.96 | -1 | -4 | 2.8 | 2.8 | 2.2
8302 | 12 | 12 | 22 | 28.4 | 21.2 | 35.96 | 37.04 | 33.08 | -2 | -6 | 2.2 | 2.8 | 0.6
8303 | 12 | 12 | 23 | 28.4 | 26.6 | 37.94 | 33.98 | 32 | -2 | -3 | 3.3 | 1.1 | 0
8304 | 12 | 12 | 24 | 28.4 | 26.6 | 37.94 | 33.98 | 26.96 | -2 | -3 | 3.3 | 1.1 | -2.8
8305 | 12 | 13 | 1 | 28.4 | 24.8 | 35.06 | 33.98 | 21.92 | -2 | -4 | 1.7 | 1.1 | -5.6
8306 | 12 | 13 | 2 | 30.2 | 24.8 | 33.08 | 33.08 | 26.06 | -1 | -4 | 0.6 | 0.6 | -3.3
8307 | 12 | 13 | 3 | 28.4 | 23 | 32 | 30.92 | 26.06 | -2 | -5 | 0 | -0.6 | -3.3
8308 | 12 | 13 | 4 | 28.4 | 19.4 | 30.92 | 30.02 | 19.94 | -2 | -7 | -0.6 | -1.1 | -6.7
8309 | 12 | 13 | 5 | 30.2 | 19.4 | 30.02 | 28.94 | 23 | -1 | -7 | -1.1 | -1.7 | -5
8310 | 12 | 13 | 6 | 28.4 | 15.8 | 28.94 | 28.04 | 19.04 | -2 | -9 | -1.7 | -2.2 | -7.2
8311 | 12 | 13 | 7 | 26.6 | 15.8 | 28.94 | 26.96 | 21.92 | -3 | -9 | -1.7 | -2.8 | -5.6
8312 | 12 | 13 | 8 | 32 | 19.4 | 35.06 | 28.04 | 21.02 | 0 | -7 | 1.7 | -2.2 | -6.1
8313 | 12 | 13 | 9 | 39.2 | 26.6 | 42.08 | 32 | 26.96 | 4 | -3 | 5.6 | 0 | -2.8
8314 | 12 | 13 | 10 | 44.6 | 33.8 | 46.94 | 41 | 33.08 | 7 | 1 | 8.3 | 5 | 0.6
8315 | 12 | 13 | 11 | 51.8 | 40.28 | 51.08 | 46.04 | 35.96 | 11 | 4.6 | 10.6 | 7.8 | 2.2
8316 | 12 | 13 | 12 | 55.4 | 46.4 | 53.96 | 60.08 | 39.92 | 13 | 8 | 12.2 | 15.6 | 4.4
8317 | 12 | 13 | 13 | 59 | 53.6 | 55.94 | 60.98 | 42.08 | 15 | 12 | 13.3 | 16.1 | 5.6
8318 | 12 | 13 | 14 | 60.8 | 53.6 | 57.02 | 59 | 44.96 | 16 | 12 | 13.9 | 15 | 7.2
8319 | 12 | 13 | 15 | 60.8 | 55.4 | 57.92 | 59 | 46.94 | 16 | 13 | 14.4 | 15 | 8.3
8320 | 12 | 13 | 16 | 55.4 | 51.8 | 57.92 | 55.94 | 48.02 | 13 | 11 | 14.4 | 13.3 | 8.9
8321 | 12 | 13 | 17 | 44.6 | 42.8 | 51.08 | 51.98 | 44.96 | 7 | 6 | 10.6 | 11.1 | 7.2
8322 | 12 | 13 | 18 | 42.8 | 33.8 | 46.04 | 51.08 | 44.06 | 6 | 1 | 7.8 | 10.6 | 6.7
8323 | 12 | 13 | 19 | 41 | 28.4 | 42.08 | 50 | 39.92 | 5 | -2 | 5.6 | 10 | 4.4
8324 | 12 | 13 | 20 | 39.2 | 28.4 | 41 | 46.94 | 37.94 | 4 | -2 | 5 | 8.3 | 3.3
8325 | 12 | 13 | 21 | 39.2 | 24.8 | 39.92 | 42.98 | 41 | 4 | -4 | 4.4 | 6.1 | 5
8326 | 12 | 13 | 22 | 39.2 | 26.6 | 33.98 | 39.02 | 39.92 | 4 | -3 | 1.1 | 3.9 | 4.4
8327 | 12 | 13 | 23 | 37.4 | 26.6 | 35.06 | 39.02 | 41 | 3 | -3 | 1.7 | 3.9 | 5
8328 | 12 | 13 | 24 | 37.4 | 23 | 37.94 | 37.94 | 39.02 | 3 | -5 | 3.3 | 3.3 | 3.9
8329 | 12 | 14 | 1 | 39.2 | 19.4 | 39.02 | 37.94 | 35.96 | 4 | -7 | 3.9 | 3.3 | 2.2
8330 | 12 | 14 | 2 | 37.4 | 21.2 | 37.04 | 37.04 | 33.98 | 3 | -6 | 2.8 | 2.8 | 1.1
8331 | 12 | 14 | 3 | 39.2 | 19.4 | 33.98 | 35.06 | 33.08 | 4 | -7 | 1.1 | 1.7 | 0.6
8332 | 12 | 14 | 4 | 35.6 | 17.6 | 35.06 | 35.06 | 30.02 | 2 | -8 | 1.7 | 1.7 | -1.1
8333 | 12 | 14 | 5 | 35.6 | 19.4 | 30.02 | 30.92 | 26.96 | 2 | -7 | -1.1 | -0.6 | -2.8
8334 | 12 | 14 | 6 | 35.6 | 15.8 | 33.98 | 28.04 | 26.06 | 2 | -9 | 1.1 | -2.2 | -3.3
8335 | 12 | 14 | 7 | 33.8 | 17.6 | 30.92 | 28.04 | 24.98 | 1 | -8 | -0.6 | -2.2 | -3.9
8336 | 12 | 14 | 8 | 37.4 | 19.4 | 35.06 | 30.02 | 26.06 | 3 | -7 | 1.7 | -1.1 | -3.3
8337 | 12 | 14 | 9 | 46.4 | 26.6 | 46.04 | 33.08 | 28.04 | 8 | -3 | 7.8 | 0.6 | -2.2
8338 | 12 | 14 | 10 | 50 | 33.8 | 48.92 | 39.02 | 28.94 | 10 | 1 | 9.4 | 3.9 | -1.7
8339 | 12 | 14 | 11 | 55.4 | 39.2 | 51.98 | 42.08 | 32 | 13 | 4 | 11.1 | 5.6 | 0
8340 | 12 | 14 | 12 | 60.8 | 46.4 | 53.96 | 44.96 | 35.06 | 16 | 8 | 12.2 | 7.2 | 1.7
8341 | 12 | 14 | 13 | 60.8 | 50 | 55.94 | 46.94 | 35.06 | 16 | 10 | 13.3 | 8.3 | 1.7
8342 | 12 | 14 | 14 | 61.34 | 53.6 | 57.92 | 48.02 | 35.96 | 16.3 | 12 | 14.4 | 8.9 | 2.2
8343 | 12 | 14 | 15 | 60.8 | 55.4 | 57.92 | 46.04 | 37.04 | 16 | 13 | 14.4 | 7.8 | 2.8
8344 | 12 | 14 | 16 | 55.4 | 51.8 | 57.02 | 44.96 | 35.96 | 13 | 11 | 13.9 | 7.2 | 2.2
8345 | 12 | 14 | 17 | 46.4 | 41 | 55.04 | 42.08 | 33.08 | 8 | 5 | 12.8 | 5.6 | 0.6
8346 | 12 | 14 | 18 | 46.4 | 35.6 | 44.96 | 39.92 | 30.92 | 8 | 2 | 7.2 | 4.4 | -0.6
8347 | 12 | 14 | 19 | 41 | 30.2 | 42.98 | 37.04 | 30.02 | 5 | -1 | 6.1 | 2.8 | -1.1
8348 | 12 | 14 | 20 | 38.3 | 26.6 | 42.08 | 35.06 | 28.94 | 3.5 | -3 | 5.6 | 1.7 | -1.7
8349 | 12 | 14 | 21 | 35.6 | 26.6 | 39.02 | 33.08 | 28.94 | 2 | -3 | 3.9 | 0.6 | -1.7
8350 | 12 | 14 | 22 | 35.6 | 24.8 | 37.04 | 30.92 | 26.96 | 2 | -4 | 2.8 | -0.6 | -2.8
8351 | 12 | 14 | 23 | 33.8 | 24.8 | 35.96 | 30.02 | 26.96 | 1 | -4 | 2.2 | -1.1 | -2.8
8352 | 12 | 14 | 24 | 33.8 | 23 | 33.98 | 28.04 | 23 | 1 | -5 | 1.1 | -2.2 | -5
8353 | 12 | 15 | 1 | 35.6 | 24.8 | 33.98 | 26.96 | 23 | 2 | -4 | 1.1 | -2.8 | -5
8354 | 12 | 15 | 2 | 32 | 21.2 | 35.06 | 26.06 | 21.92 | 0 | -6 | 1.7 | -3.3 | -5.6
8355 | 12 | 15 | 3 | 32 | 21.2 | 33.08 | 24.98 | 19.04 | 0 | -6 | 0.6 | -3.9 | -7.2
8356 | 12 | 15 | 4 | 32 | 19.4 | 32 | 24.08 | 19.94 | 0 | -7 | 0 | -4.4 | -6.7
8357 | 12 | 15 | 5 | 32 | 19.4 | 30.92 | 24.98 | 15.08 | 0 | -7 | -0.6 | -3.9 | -9.4
8358 | 12 | 15 | 6 | 32 | 19.4 | 32 | 24.98 | 17.96 | 0 | -7 | 0 | -3.9 | -7.8
8359 | 12 | 15 | 7 | 26.6 | 21.2 | 30.02 | 23 | 17.06 | -3 | -6 | -1.1 | -5 | -8.3
8360 | 12 | 15 | 8 | 28.4 | 23 | 37.04 | 24.08 | 19.04 | -2 | -5 | 2.8 | -4.4 | -7.2
8361 | 12 | 15 | 9 | 35.6 | 26.6 | 44.06 | 30.92 | 19.04 | 2 | -3 | 6.7 | -0.6 | -7.2
8362 | 12 | 15 | 10 | 41 | 35.6 | 48.02 | 33.98 | 26.96 | 5 | 2 | 8.9 | 1.1 | -2.8
8363 | 12 | 15 | 11 | 46.4 | 42.8 | 51.98 | 37.04 | 32 | 8 | 6 | 11.1 | 2.8 | 0
8364 | 12 | 15 | 12 | 51.8 | 44.6 | 57.02 | 41 | 33.98 | 11 | 7 | 13.9 | 5 | 1.1
8365 | 12 | 15 | 13 | 51.8 | 44.6 | 57.92 | 44.06 | 35.96 | 11 | 7 | 14.4 | 6.7 | 2.2
8366 | 12 | 15 | 14 | 53.6 | 48.2 | 60.08 | 48.02 | 37.94 | 12 | 9 | 15.6 | 8.9 | 3.3
8367 | 12 | 15 | 15 | 48.2 | 51.8 | 60.08 | 48.92 | 39.92 | 9 | 11 | 15.6 | 9.4 | 4.4
8368 | 12 | 15 | 16 | 42.8 | 57.2 | 59 | 46.94 | 39.92 | 6 | 14 | 15 | 8.3 | 4.4
8369 | 12 | 15 | 17 | 35.6 | 55.4 | 55.04 | 42.98 | 37.04 | 2 | 13 | 12.8 | 6.1 | 2.8
8370 | 12 | 15 | 18 | 33.8 | 51.8 | 46.94 | 42.08 | 37.94 | 1 | 11 | 8.3 | 5.6 | 3.3
8371 | 12 | 15 | 19 | 30.2 | 42.8 | 44.96 | 39.92 | 35.96 | -1 | 6 | 7.2 | 4.4 | 2.2
8372 | 12 | 15 | 20 | 32 | 42.8 | 44.06 | 35.06 | 35.96 | 0 | 6 | 6.7 | 1.7 | 2.2
8373 | 12 | 15 | 21 | 33.8 | 39.2 | 41 | 33.98 | 35.06 | 1 | 4 | 5 | 1.1 | 1.7
8374 | 12 | 15 | 22 | 35.6 | 39.2 | 39.02 | 30.92 | 33.08 | 2 | 4 | 3.9 | -0.6 | 0.6
8375 | 12 | 15 | 23 | 37.4 | 37.4 | 39.02 | 30.02 | 33.98 | 3 | 3 | 3.9 | -1.1 | 1.1
8376 | 12 | 15 | 24 | 30.2 | 32 | 37.04 | 28.94 | 33.08 | -1 | 0 | 2.8 | -1.7 | 0.6
8377 | 12 | 16 | 1 | 32 | 30.2 | 37.04 | 28.04 | 33.08 | 0 | -1 | 2.8 | -2.2 | 0.6
8378 | 12 | 16 | 2 | 28.4 | 30.2 | 37.04 | 28.04 | 28.94 | -2 | -1 | 2.8 | -2.2 | -1.7
8379 | 12 | 16 | 3 | 30.2 | 26.6 | 35.96 | 26.06 | 28.04 | -1 | -3 | 2.2 | -3.3 | -2.2
8380 | 12 | 16 | 4 | 30.2 | 23 | 37.04 | 26.96 | 28.04 | -1 | -5 | 2.8 | -2.8 | -2.2
8381 | 12 | 16 | 5 | 28.4 | 23 | 35.96 | 24.98 | 28.04 | -2 | -5 | 2.2 | -3.9 | -2.2
8382 | 12 | 16 | 6 | 26.6 | 21.2 | 37.04 | 24.98 | 28.94 | -3 | -6 | 2.8 | -3.9 | -1.7
8383 | 12 | 16 | 7 | 28.4 | 21.2 | 33.08 | 23 | 28.94 | -2 | -6 | 0.6 | -5 | -1.7
8384 | 12 | 16 | 8 | 30.2 | 21.2 | 37.94 | 24.98 | 30.92 | -1 | -6 | 3.3 | -3.9 | -0.6
8385 | 12 | 16 | 9 | 34.88 | 28.4 | 48.02 | 30.02 | 30.92 | 1.6 | -2 | 8.9 | -1.1 | -0.6
8386 | 12 | 16 | 10 | 39.2 | 33.8 | 55.04 | 35.96 | 33.98 | 4 | 1 | 12.8 | 2.2 | 1.1
8387 | 12 | 16 | 11 | 39.2 | 37.4 | 55.04 | 37.94 | 39.92 | 4 | 3 | 12.8 | 3.3 | 4.4
8388 | 12 | 16 | 12 | 41 | 44.6 | 57.92 | 42.08 | 44.06 | 5 | 7 | 14.4 | 5.6 | 6.7
8389 | 12 | 16 | 13 | 44.6 | 50 | 60.98 | 46.04 | 44.96 | 7 | 10 | 16.1 | 7.8 | 7.2
8390 | 12 | 16 | 14 | 48.2 | 51.8 | 62.06 | 50 | 46.94 | 9 | 11 | 16.7 | 10 | 8.3
8391 | 12 | 16 | 15 | 46.4 | 51.8 | 64.04 | 51.08 | 46.94 | 8 | 11 | 17.8 | 10.6 | 8.3
8392 | 12 | 16 | 16 | 42.8 | 51.8 | 62.96 | 53.06 | 46.94 | 6 | 11 | 17.2 | 11.7 | 8.3
8393 | 12 | 16 | 17 | 35.6 | 35.6 | 57.92 | 46.04 | 44.96 | 2 | 2 | 14.4 | 7.8 | 7.2
8394 | 12 | 16 | 18 | 33.8 | 33.8 | 48.92 | 42.08 | 44.06 | 1 | 1 | 9.4 | 5.6 | 6.7
8395 | 12 | 16 | 19 | 32 | 30.2 | 46.94 | 42.08 | 41 | 0 | -1 | 8.3 | 5.6 | 5
8396 | 12 | 16 | 20 | 30.2 | 28.4 | 46.04 | 37.04 | 39.92 | -1 | -2 | 7.8 | 2.8 | 4.4
8397 | 12 | 16 | 21 | 30.2 | 26.6 | 42.98 | 35.96 | 37.04 | -1 | -3 | 6.1 | 2.2 | 2.8
8398 | 12 | 16 | 22 | 30.2 | 26.6 | 42.08 | 33.98 | 35.96 | -1 | -3 | 5.6 | 1.1 | 2.2
8399 | 12 | 16 | 23 | 30.2 | 30.2 | 39.92 | 30.92 | 35.96 | -1 | -1 | 4.4 | -0.6 | 2.2
8400 | 12 | 16 | 24 | 33.8 | 32 | 39.92 | 32 | 35.06 | 1 | 0 | 4.4 | 0 | 1.7
8401 | 12 | 17 | 1 | 33.8 | 32 | 39.02 | 26.96 | 33.08 | 1 | 0 | 3.9 | -2.8 | 0.6
8402 | 12 | 17 | 2 | 33.8 | 28.4 | 39.02 | 26.96 | 32 | 1 | -2 | 3.9 | -2.8 | 0
8403 | 12 | 17 | 3 | 35.6 | 28.4 | 39.92 | 24.98 | 33.08 | 2 | -2 | 4.4 | -3.9 | 0.6
8404 | 12 | 17 | 4 | 35.6 | 33.8 | 35.06 | 26.06 | 30.92 | 2 | 1 | 1.7 | -3.3 | -0.6
8405 | 12 | 17 | 5 | 35.6 | 30.2 | 35.06 | 23 | 26.96 | 2 | -1 | 1.7 | -5 | -2.8
8406 | 12 | 17 | 6 | 39.2 | 30.2 | 33.98 | 24.08 | 28.94 | 4 | -1 | 1.1 | -4.4 | -1.7
8407 | 12 | 17 | 7 | 37.4 | 28.4 | 35.06 | 24.08 | 30.02 | 3 | -2 | 1.7 | -4.4 | -1.1
8408 | 12 | 17 | 8 | 37.4 | 28.4 | 39.92 | 24.08 | 37.04 | 3 | -2 | 4.4 | -4.4 | 2.8
8409 | 12 | 17 | 9 | 44.6 | 35.6 | 50 | 28.94 | 39.02 | 7 | 2 | 10 | -1.7 | 3.9
8410 | 12 | 17 | 10 | 53.6 | 39.2 | 53.06 | 33.98 | 42.98 | 12 | 4 | 11.7 | 1.1 | 6.1
8411 | 12 | 17 | 11 | 59 | 44.6 | 57.92 | 39.92 | 46.04 | 15 | 7 | 14.4 | 4.4 | 7.8
8412 | 12 | 17 | 12 | 60.8 | 48.2 | 62.96 | 42.98 | 48.92 | 16 | 9 | 17.2 | 6.1 | 9.4
8413 | 12 | 17 | 13 | 64.4 | 49.46 | 66.02 | 48.02 | 51.08 | 18 | 9.7 | 18.9 | 8.9 | 10.6
8414 | 12 | 17 | 14 | 64.4 | 50 | 64.94 | 51.08 | 51.98 | 18 | 10 | 18.3 | 10.6 | 11.1
8415 | 12 | 17 | 15 | 63.5 | 48.2 | 66.92 | 53.06 | 53.06 | 17.5 | 9 | 19.4 | 11.7 | 11.7
8416 | 12 | 17 | 16 | 60.8 | 46.4 | 66.02 | 51.98 | 53.06 | 16 | 8 | 18.9 | 11.1 | 11.7
8417 | 12 | 17 | 17 | 55.4 | 44.6 | 60.08 | 48.92 | 50 | 13 | 7 | 15.6 | 9.4 | 10
8418 | 12 | 17 | 18 | 50.36 | 39.2 | 51.08 | 39.92 | 48.02 | 10.2 | 4 | 10.6 | 4.4 | 8.9
8419 | 12 | 17 | 19 | 46.4 | 37.4 | 51.98 | 39.02 | 42.98 | 8 | 3 | 11.1 | 3.9 | 6.1
8420 | 12 | 17 | 20 | 42.8 | 37.4 | 46.94 | 35.06 | 35.96 | 6 | 3 | 8.3 | 1.7 | 2.2
8421 | 12 | 17 | 21 | 44.6 | 37.4 | 44.06 | 33.08 | 39.02 | 7 | 3 | 6.7 | 0.6 | 3.9
8422 | 12 | 17 | 22 | 41 | 37.4 | 42.98 | 30.02 | 32 | 5 | 3 | 6.1 | -1.1 | 0
8423 | 12 | 17 | 23 | 41 | 37.4 | 42.98 | 30.92 | 33.98 | 5 | 3 | 6.1 | -0.6 | 1.1
8424 | 12 | 17 | 24 | 41 | 33.8 | 41 | 28.04 | 35.96 | 5 | 1 | 5 | -2.2 | 2.2
8425 | 12 | 18 | 1 | 42.8 | 32 | 39.02 | 26.96 | 35.06 | 6 | 0 | 3.9 | -2.8 | 1.7
8426 | 12 | 18 | 2 | 41 | 28.4 | 39.02 | 24.98 | 33.08 | 5 | -2 | 3.9 | -3.9 | 0.6
8427 | 12 | 18 | 3 | 41 | 28.4 | 37.04 | 24.98 | 28.04 | 5 | -2 | 2.8 | -3.9 | -2.2
8428 | 12 | 18 | 4 | 48.2 | 26.6 | 37.04 | 26.06 | 26.96 | 9 | -3 | 2.8 | -3.3 | -2.8
8429 | 12 | 18 | 5 | 37.4 | 26.6 | 37.04 | 26.06 | 28.04 | 3 | -3 | 2.8 | -3.3 | -2.2
8430 | 12 | 18 | 6 | 32 | 28.4 | 35.96 | 21.92 | 28.94 | 0 | -2 | 2.2 | -5.6 | -1.7
8431 | 12 | 18 | 7 | 30.2 | 23 | 37.04 | 21.02 | 23 | -1 | -5 | 2.8 | -6.1 | -5
8432 | 12 | 18 | 8 | 26.6 | 24.8 | 39.02 | 21.02 | 23 | -3 | -4 | 3.9 | -6.1 | -5
8433 | 12 | 18 | 9 | 32 | 28.4 | 46.94 | 28.04 | 28.04 | 0 | -2 | 8.3 | -2.2 | -2.2
8434 | 12 | 18 | 10 | 37.4 | 30.2 | 51.98 | 30.92 | 35.06 | 3 | -1 | 11.1 | -0.6 | 1.7
8435 | 12 | 18 | 11 | 39.2 | 35.6 | 57.92 | 37.94 | 39.02 | 4 | 2 | 14.4 | 3.3 | 3.9
8436 | 12 | 18 | 12 | 39.2 | 35.6 | 60.08 | 42.98 | 41 | 4 | 2 | 15.6 | 6.1 | 5
8437 | 12 | 18 | 13 | 39.2 | 37.4 | 62.96 | 48.92 | 44.96 | 4 | 3 | 17.2 | 9.4 | 7.2
8438 | 12 | 18 | 14 | 39.2 | 37.4 | 62.06 | 53.96 | 46.94 | 4 | 3 | 16.7 | 12.2 | 8.3
8439 | 12 | 18 | 15 | 41 | 37.4 | 64.04 | 57.92 | 48.92 | 5 | 3 | 17.8 | 14.4 | 9.4
8440 | 12 | 18 | 16 | 33.8 | 35.6 | 62.96 | 57.02 | 50 | 1 | 2 | 17.2 | 13.9 | 10
8441 | 12 | 18 | 17 | 21.2 | 33.8 | 57.02 | 51.98 | 48.02 | -6 | 1 | 13.9 | 11.1 | 8.9
8442 | 12 | 18 | 18 | 17.6 | 33.8 | 51.08 | 48.02 | 42.08 | -8 | 1 | 10.6 | 8.9 | 5.6
8443 | 12 | 18 | 19 | 14 | 32 | 46.94 | 42.08 | 42.98 | -10 | 0 | 8.3 | 5.6 | 6.1
8444 | 12 | 18 | 20 | 12.2 | 30.2 | 44.96 | 37.94 | 44.06 | -11 | -1 | 7.2 | 3.3 | 6.7
8445 | 12 | 18 | 21 | 10.4 | 28.4 | 44.06 | 35.96 | 42.98 | -12 | -2 | 6.7 | 2.2 | 6.1
8446 | 12 | 18 | 22 | 8.6 | 30.2 | 42.98 | 33.08 | 39.92 | -13 | -1 | 6.1 | 0.6 | 4.4
8447 | 12 | 18 | 23 | 6.8 | 30.2 | 42.08 | 30.92 | 35.06 | -14 | -1 | 5.6 | -0.6 | 1.7
8448 | 12 | 18 | 24 | 5 | 30.2 | 39.92 | 28.94 | 35.06 | -15 | -1 | 4.4 | -1.7 | 1.7
8449 | 12 | 19 | 1 | 5 | 28.4 | 39.02 | 28.04 | 39.92 | -15 | -2 | 3.9 | -2.2 | 4.4
8450 | 12 | 19 | 2 | 5 | 26.6 | 37.04 | 26.06 | 37.04 | -15 | -3 | 2.8 | -3.3 | 2.8
8451 | 12 | 19 | 3 | 3.2 | 23 | 37.04 | 24.08 | 37.04 | -16 | -5 | 2.8 | -4.4 | 2.8
8452 | 12 | 19 | 4 | 3.2 | 21.2 | 35.96 | 24.08 | 37.04 | -16 | -6 | 2.2 | -4.4 | 2.8
8453 | 12 | 19 | 5 | 2.66 | 19.4 | 35.96 | 24.98 | 35.96 | -16.3 | -7 | 2.2 | -3.9 | 2.2
8454 | 12 | 19 | 6 | 1.4 | 17.6 | 35.06 | 26.06 | 33.98 | -17 | -8 | 1.7 | -3.3 | 1.1
8455 | 12 | 19 | 7 | 1.4 | 17.6 | 35.06 | 24.98 | 30.92 | -17 | -8 | 1.7 | -3.9 | -0.6
8456 | 12 | 19 | 8 | 3.2 | 19.58 | 39.92 | 24.08 | 32 | -16 | -6.9 | 4.4 | -4.4 | 0
8457 | 12 | 19 | 9 | 3.2 | 24.62 | 46.94 | 21.92 | 33.08 | -16 | -4.1 | 8.3 | -5.6 | 0.6
8458 | 12 | 19 | 10 | 3.2 | 29.48 | 50 | 21.92 | 35.96 | -16 | -1.4 | 10 | -5.6 | 2.2
8459 | 12 | 19 | 11 | 5 | 33.8 | 53.06 | 21.92 | 42.08 | -15 | 1 | 11.7 | -5.6 | 5.6
8460 | 12 | 19 | 12 | 6.8 | 37.4 | 55.04 | 23 | 44.06 | -14 | 3 | 12.8 | -5 | 6.7
8461 | 12 | 19 | 13 | 6.8 | 36.86 | 55.04 | 24.08 | 44.96 | -14 | 2.7 | 12.8 | -4.4 | 7.2
8462 | 12 | 19 | 14 | 6.8 | 35.6 | 57.02 | 24.98 | 46.04 | -14 | 2 | 13.9 | -3.9 | 7.8
8463 | 12 | 19 | 15 | 5 | 35.6 | 59 | 24.98 | 46.04 | -15 | 2 | 15 | -3.9 | 7.8
8464 | 12 | 19 | 16 | 3.2 | 33.8 | 59 | 23 | 46.04 | -16 | 1 | 15 | -5 | 7.8
8465 | 12 | 19 | 17 | 1.4 | 30.2 | 55.04 | 21.02 | 44.06 | -17 | -1 | 12.8 | -6.1 | 6.7
8466 | 12 | 19 | 18 | 1.4 | 28.4 | 50 | 17.96 | 41 | -17 | -2 | 10 | -7.8 | 5
8467 | 12 | 19 | 19 | -0.4 | 26.6 | 48.02 | 19.04 | 39.92 | -18 | -3 | 8.9 | -7.2 | 4.4
8468 | 12 | 19 | 20 | -1.3 | 23 | 46.94 | 19.04 | 37.94 | -18.5 | -5 | 8.3 | -7.2 | 3.3
8469 | 12 | 19 | 21 | -2.2 | 19.4 | 44.96 | 19.04 | 37.94 | -19 | -7 | 7.2 | -7.2 | 3.3
8470 | 12 | 19 | 22 | -0.4 | 21.2 | 46.04 | 19.04 | 35.96 | -18 | -6 | 7.8 | -7.2 | 2.2
8471 | 12 | 19 | 23 | -2.2 | 26.6 | 44.06 | 17.96 | 33.98 | -19 | -3 | 6.7 | -7.8 | 1.1
8472 | 12 | 19 | 24 | -2.2 | 24.8 | 44.96 | 17.96 | 24.08 | -19 | -4 | 7.2 | -7.8 | -4.4
8473 | 12 | 20 | 1 | -2.2 | 17.6 | 44.06 | 17.06 | 26.96 | -19 | -8 | 6.7 | -8.3 | -2.8
8474 | 12 | 20 | 2 | -2.2 | 14 | 42.98 | 17.06 | 24.98 | -19 | -10 | 6.1 | -8.3 | -3.9
8475 | 12 | 20 | 3 | -2.2 | 10.4 | 39.92 | 17.96 | 19.04 | -19 | -12 | 4.4 | -7.8 | -7.2
8476 | 12 | 20 | 4 | -2.2 | 10.4 | 39.02 | 19.94 | 19.94 | -19 | -12 | 3.9 | -6.7 | -6.7
8477 | 12 | 20 | 5 | -2.2 | 8.6 | 39.02 | 21.02 | 21.92 | -19 | -13 | 3.9 | -6.1 | -5.6
8478 | 12 | 20 | 6 | -2.2 | 8.6 | 37.04 | 21.02 | 26.06 | -19 | -13 | 2.8 | -6.1 | -3.3
8479 | 12 | 20 | 7 | -2.2 | 12.2 | 35.96 | 21.02 | 24.08 | -19 | -11 | 2.2 | -6.1 | -4.4
8480 | 12 | 20 | 8 | -2.2 | 12.2 | 39.92 | 19.94 | 24.98 | -19 | -11 | 4.4 | -6.7 | -3.9
8481 | 12 | 20 | 9 | -2.2 | 17.6 | 48.02 | 21.92 | 28.04 | -19 | -8 | 8.9 | -5.6 | -2.2
8482 | 12 | 20 | 10 | -0.4 | 24.8 | 51.08 | 21.02 | 33.98 | -18 | -4 | 10.6 | -6.1 | 1.1
8483 | 12 | 20 | 11 | -0.4 | 28.4 | 53.96 | 23 | 33.98 | -18 | -2 | 12.2 | -5 | 1.1
8484 | 12 | 20 | 12 | 1.04 | 32 | 57.02 | 24.08 | 41 | -17.2 | 0 | 13.9 | -4.4 | 5
8485 | 12 | 20 | 13 | 1.4 | 33.8 | 57.92 | 24.08 | 44.6 | -17 | 1 | 14.4 | -4.4 | 7
8486 | 12 | 20 | 14 | 1.4 | 35.6 | 60.08 | 24.98 | 44.6 | -17 | 2 | 15.6 | -3.9 | 7
8487 | 12 | 20 | 15 | 1.4 | 39.2 | 60.98 | 19.94 | 44.6 | -17 | 4 | 16.1 | -6.7 | 7
8488 | 12 | 20 | 16 | 1.4 | 37.4 | 60.98 | 17.96 | 42.8 | -17 | 3 | 16.1 | -7.8 | 6
8489 | 12 | 20 | 17 | -0.4 | 30.2 | 55.94 | 17.06 | 39.02 | -18 | -1 | 13.3 | -8.3 | 3.9
8490 | 12 | 20 | 18 | -0.4 | 28.4 | 51.98 | 15.98 | 37.94 | -18 | -2 | 11.1 | -8.9 | 3.3
8491 | 12 | 20 | 19 | -2.2 | 26.6 | 48.02 | 15.98 | 37.94 | -19 | -3 | 8.9 | -8.9 | 3.3
8492 | 12 | 20 | 20 | -2.2 | 28.4 | 48.92 | 15.08 | 35.96 | -19 | -2 | 9.4 | -9.4 | 2.2
8493 | 12 | 20 | 21 | -4 | 26.6 | 48.92 | 15.08 | 33.08 | -20 | -3 | 9.4 | -9.4 | 0.6
8494 | 12 | 20 | 22 | -2.2 | 24.8 | 48.92 | 12.92 | 30.92 | -19 | -4 | 9.4 | -10.6 | -0.6
8495 | 12 | 20 | 23 | -2.2 | 26.6 | 48.92 | 12.92 | 30.02 | -19 | -3 | 9.4 | -10.6 | -1.1
8496 | 12 | 20 | 24 | -2.2 | 26.6 | 53.06 | 10.94 | 30.02 | -19 | -3 | 11.7 | -11.7 | -1.1
8497 | 12 | 21 | 1 | -2.2 | 28.4 | 53.96 | 8.96 | 28.94 | -19 | -2 | 12.2 | -12.8 | -1.7
8498 | 12 | 21 | 2 | -2.2 | 30.2 | 55.04 | 5 | 28.94 | -19 | -1 | 12.8 | -15 | -1.7
8499 | 12 | 21 | 3 | -2.02 | 30.2 | 55.04 | 3.92 | 26.96 | -18.9 | -1 | 12.8 | -15.6 | -2.8
8500 | 12 | 21 | 4 | -2.2 | 30.2 | 53.96 | -0.04 | 24.98 | -19 | -1 | 12.2 | -17.8 | -3.9
8501 | 12 | 21 | 5 | -0.4 | 33.8 | 51.08 | 1.94 | 24.08 | -18 | 1 | 10.6 | -16.7 | -4.4
8502 | 12 | 21 | 6 | -2.2 | 30.2 | 50 | 1.94 | 23 | -19 | -1 | 10 | -16.7 | -5
8503 | 12 | 21 | 7 | -2.2 | 24.8 | 48.92 | 1.04 | 17.96 | -19 | -4 | 9.4 | -17.2 | -7.8
8504 | 12 | 21 | 8 | -4 | 21.2 | 50 | -0.04 | 21.02 | -20 | -6 | 10 | -17.8 | -6.1
8505 | 12 | 21 | 9 | -4 | 26.6 | 50 | 3.92 | 23 | -20 | -3 | 10 | -15.6 | -5
8506 | 12 | 21 | 10 | -4 | 28.4 | 51.08 | 8.96 | 26.06 | -20 | -2 | 10.6 | -12.8 | -3.3
8507 | 12 | 21 | 11 | -0.4 | 33.8 | 51.08 | 12.92 | 28.94 | -18 | 1 | 10.6 | -10.6 | -1.7
8508 | 12 | 21 | 12 | 1.4 | 33.8 | 53.06 | 14 | 30.92 | -17 | 1 | 11.7 | -10 | -0.6
8509 | 12 | 21 | 13 | 1.4 | 35.6 | 53.96 | 15.08 | 30.02 | -17 | 2 | 12.2 | -9.4 | -1.1
8510 | 12 | 21 | 14 | 3.2 | 37.4 | 55.94 | 15.08 | 30.02 | -16 | 3 | 13.3 | -9.4 | -1.1
8511 | 12 | 21 | 15 | 3.2 | 37.4 | 57.92 | 17.06 | 28.94 | -16 | 3 | 14.4 | -8.3 | -1.7
8512 | 12 | 21 | 16 | 1.4 | 35.6 | 57.92 | 15.08 | 30.02 | -17 | 2 | 14.4 | -9.4 | -1.1
8513 | 12 | 21 | 17 | -7.6 | 30.2 | 55.04 | 12.92 | 30.02 | -22 | -1 | 12.8 | -10.6 | -1.1
8514 | 12 | 21 | 18 | -7.6 | 28.4 | 53.06 | 12.02 | 30.02 | -22 | -2 | 11.7 | -11.1 | -1.1
8515 | 12 | 21 | 19 | -4 | 28.4 | 50 | 12.02 | 30.02 | -20 | -2 | 10 | -11.1 | -1.1
8516 | 12 | 21 | 20 | -5.8 | 26.6 | 50 | 8.06 | 26.96 | -21 | -3 | 10 | -13.3 | -2.8
8517 | 12 | 21 | 21 | -5.8 | 26.6 | 48.02 | 8.06 | 30.02 | -21 | -3 | 8.9 | -13.3 | -1.1
8518 | 12 | 21 | 22 | -5.8 | 21.2 | 48.92 | 6.98 | 28.94 | -21 | -6 | 9.4 | -13.9 | -1.7
8519 | 12 | 21 | 23 | -0.4 | 17.6 | 44.06 | 6.98 | 28.04 | -18 | -8 | 6.7 | -13.9 | -2.2
8520 | 12 | 21 | 24 | -4 | 19.4 | 44.06 | 6.98 | 28.04 | -20 | -7 | 6.7 | -13.9 | -2.2
8521 | 12 | 22 | 1 | -5.8 | 15.8 | 44.06 | 8.06 | 26.96 | -21 | -9 | 6.7 | -13.3 | -2.8
8522 | 12 | 22 | 2 | -7.6 | 17.6 | 46.94 | 6.98 | 24.08 | -22 | -8 | 8.3 | -13.9 | -4.4
8523 | 12 | 22 | 3 | -9.4 | 14 | 41 | 8.96 | 24.08 | -23 | -10 | 5 | -12.8 | -4.4
8524 | 12 | 22 | 4 | -7.6 | 14 | 44.06 | 8.06 | 21.92 | -22 | -10 | 6.7 | -13.3 | -5.6
8525 | 12 | 22 | 5 | -5.8 | 15.8 | 42.98 | 6.98 | 24.08 | -21 | -9 | 6.1 | -13.9 | -4.4
8526 | 12 | 22 | 6 | -5.8 | 17.6 | 41 | 5 | 21.02 | -21 | -8 | 5 | -15 | -6.1
8527 | 12 | 22 | 7 | -4 | 15.8 | 37.94 | 3.02 | 21.02 | -20 | -9 | 3.3 | -16.1 | -6.1
8528 | 12 | 22 | 8 | -4 | 17.6 | 39.92 | 1.94 | 21.02 | -20 | -8 | 4.4 | -16.7 | -6.1
8529 | 12 | 22 | 9 | -4 | 21.2 | 44.06 | 6.08 | 21.92 | -20 | -6 | 6.7 | -14.4 | -5.6
8530 | 12 | 22 | 10 | -0.4 | 26.6 | 48.02 | 10.04 | 26.06 | -18 | -3 | 8.9 | -12.2 | -3.3
8531 | 12 | 22 | 11 | 3.2 | 32 | 51.08 | 12.92 | 30.02 | -16 | 0 | 10.6 | -10.6 | -1.1
8532 | 12 | 22 | 12 | 5 | 35.6 | 53.06 | 15.98 | 33.08 | -15 | 2 | 11.7 | -8.9 | 0.6
8533 | 12 | 22 | 13 | 6.8 | 39.2 | 53.96 | 19.04 | 35.96 | -14 | 4 | 12.2 | -7.2 | 2.2
8534 | 12 | 22 | 14 | 6.8 | 41 | 53.96 | 19.04 | 37.04 | -14 | 5 | 12.2 | -7.2 | 2.8
8535 | 12 | 22 | 15 | 6.8 | 41 | 53.06 | 19.04 | 39.02 | -14 | 5 | 11.7 | -7.2 | 3.9
8536 | 12 | 22 | 16 | 5 | 37.4 | 53.06 | 17.96 | 39.92 | -15 | 3 | 11.7 | -7.8 | 4.4
8537 | 12 | 22 | 17 | 1.22 | 30.2 | 50 | 15.98 | 37.94 | -17.1 | -1 | 10 | -8.9 | 3.3
8538 | 12 | 22 | 18 | -0.76 | 24.8 | 48.02 | 14 | 37.04 | -18.2 | -4 | 8.9 | -10 | 2.8
8539 | 12 | 22 | 19 | -1.66 | 26.6 | 48.02 | 8.96 | 35.96 | -18.7 | -3 | 8.9 | -12.8 | 2.2
8540 | 12 | 22 | 20 | -2.2 | 23 | 46.04 | 6.98 | 33.08 | -19 | -5 | 7.8 | -13.9 | 0.6
8541 | 12 | 22 | 21 | -2.74 | 17.6 | 44.96 | 3.02 | 32 | -19.3 | -8 | 7.2 | -16.1 | 0
8542 | 12 | 22 | 22 | -2.56 | 17.6 | 39.92 | 6.08 | 30.92 | -19.2 | -8 | 4.4 | -14.4 | -0.6
8543 | 12 | 22 | 23 | -2.56 | 17.6 | 37.04 | 6.08 | 30.02 | -19.2 | -8 | 2.8 | -14.4 | -1.1
8544 | 12 | 22 | 24 | -2.02 | 15.8 | 35.06 | 3.92 | 28.04 | -18.9 | -9 | 1.7 | -15.6 | -2.2
8545 | 12 | 23 | 1 | -2.2 | 17.6 | 35.06 | 3.92 | 26.06 | -19 | -8 | 1.7 | -15.6 | -3.3
8546 | 12 | 23 | 2 | -4 | 15.8 | 35.96 | -0.94 | 24.98 | -20 | -9 | 2.2 | -18.3 | -3.9
8547 | 12 | 23 | 3 | -4.72 | 12.2 | 33.08 | 1.04 | 24.98 | -20.4 | -11 | 0.6 | -17.2 | -3.9
8548 | 12 | 23 | 4 | -5.8 | 15.8 | 33.98 | -0.94 | 23 | -21 | -9 | 1.1 | -18.3 | -5
8549 | 12 | 23 | 5 | -6.34 | 17.6 | 32 | -2.02 | 23 | -21.3 | -8 | 0 | -18.9 | -5
8550 | 12 | 23 | 6 | -7.6 | 15.8 | 28.94 | -0.4 | 21.92 | -22 | -9 | -1.7 | -18 | -5.6
8551 | 12 | 23 | 7 | -8.14 | 12.2 | 30.92 | -2.2 | 23 | -22.3 | -11 | -0.6 | -19 | -5
8552 | 12 | 23 | 8 | -7.6 | 12.2 | 32 | -0.4 | 23 | -22 | -11 | 0 | -18 | -5
8553 | 12 | 23 | 9 | 17.6 | 17.6 | 42.08 | 3.2 | 26.06 | -8 | -8 | 5.6 | -16 | -3.3
8554 | 12 | 23 | 10 | 6.8 | 23 | 44.96 | 6.08 | 28.04 | -14 | -5 | 7.2 | -14.4 | -2.2
8555 | 12 | 23 | 11 | 8.96 | 28.4 | 46.94 | 10.4 | 33.08 | -12.8 | -2 | 8.3 | -12 | 0.6
8556 | 12 | 23 | 12 | 10.4 | 30.2 | 48.02 | 14 | 37.94 | -12 | -1 | 8.9 | -10 | 3.3
8557 | 12 | 23 | 13 | 12.2 | 32 | 48.92 | 17.6 | 42.08 | -11 | 0 | 9.4 | -8 | 5.6
8558 | 12 | 23 | 14 | 12.2 | 33.8 | 50 | 19.94 | 42.98 | -11 | 1 | 10 | -6.7 | 6.1
8559 | 12 | 23 | 15 | 10.4 | 32 | 50 | 21.92 | 44.96 | -12 | 0 | 10 | -5.6 | 7.2
8560 | 12 | 23 | 16 | 6.8 | 28.4 | 50 | 19.94 | 44.96 | -14 | -2 | 10 | -6.7 | 7.2
8561 | 12 | 23 | 17 | 3.2 | 26.6 | 48.02 | 19.94 | 42.98 | -16 | -3 | 8.9 | -6.7 | 6.1
8562 | 12 | 23 | 18 | 1.4 | 21.92 | 48.02 | 12.02 | 41 | -17 | -5.6 | 8.9 | -11.1 | 5
8563 | 12 | 23 | 19 | 1.4 | 19.4 | 48.02 | 14 | 39.92 | -17 | -7 | 8.9 | -10 | 4.4
8564 | 12 | 23 | 20 | -0.4 | 17.6 | 46.94 | 10.04 | 33.98 | -18 | -8 | 8.3 | -12.2 | 1.1
8565 | 12 | 23 | 21 | -2.2 | 15.8 | 46.04 | 12.02 | 33.08 | -19 | -9 | 7.8 | -11.1 | 0.6
8566 | 12 | 23 | 22 | -4 | 14 | 46.04 | 10.04 | 32 | -20 | -10 | 7.8 | -12.2 | 0
8567 | 12 | 23 | 23 | -5.8 | 12.2 | 42.08 | 8.06 | 33.08 | -21 | -11 | 5.6 | -13.3 | 0.6
8568 | 12 | 23 | 24 | -7.6 | 10.4 | 39.92 | 8.6 | 30.92 | -22 | -12 | 4.4 | -13 | -0.6
8569 | 12 | 24 | 1 | -5.8 | 10.4 | 37.04 | 8.06 | 26.06 | -21 | -12 | 2.8 | -13.3 | -3.3
8570 | 12 | 24 | 2 | -5.8 | 10.4 | 37.04 | 6.08 | 28.04 | -21 | -12 | 2.8 | -14.4 | -2.2
8571 | 12 | 24 | 3 | -5.8 | 10.4 | 37.94 | 6.08 | 26.06 | -21 | -12 | 3.3 | -14.4 | -3.3
8572 | 12 | 24 | 4 | -4 | 8.6 | 37.94 | 5 | 26.96 | -20 | -13 | 3.3 | -15 | -2.8
8573 | 12 | 24 | 5 | -2.2 | 8.6 | 37.04 | 6.98 | 24.98 | -19 | -13 | 2.8 | -13.9 | -3.9
8574 | 12 | 24 | 6 | -0.4 | 6.8 | 35.96 | 8.06 | 26.06 | -18 | -14 | 2.2 | -13.3 | -3.3
8575 | 12 | 24 | 7 | -4 | 8.6 | 37.04 | 8.06 | 26.96 | -20 | -13 | 2.8 | -13.3 | -2.8
8576 | 12 | 24 | 8 | 3.2 | 8.6 | 37.94 | 8.06 | 28.04 | -16 | -13 | 3.3 | -13.3 | -2.2
8577 | 12 | 24 | 9 | 6.8 | 14 | 42.08 | 12.2 | 32 | -14 | -10 | 5.6 | -11 | 0
8578 | 12 | 24 | 10 | 15.8 | 17.6 | 44.06 | 15.08 | 37.04 | -9 | -8 | 6.7 | -9.4 | 2.8
8579 | 12 | 24 | 11 | 19.4 | 19.4 | 46.04 | 19.04 | 41 | -7 | -7 | 7.8 | -7.2 | 5
8580 | 12 | 24 | 12 | 21.2 | 23 | 46.94 | 19.94 | 46.94 | -6 | -5 | 8.3 | -6.7 | 8.3
8581 | 12 | 24 | 13 | 23 | 26.6 | 50 | 23 | 51.08 | -5 | -3 | 10 | -5 | 10.6
8582 | 12 | 24 | 14 | 30.2 | 28.4 | 50 | 24.98 | 53.96 | -1 | -2 | 10 | -3.9 | 12.2
8583 | 12 | 24 | 15 | 26.6 | 28.4 | 51.08 | 26.96 | 55.94 | -3 | -2 | 10.6 | -2.8 | 13.3
8584 | 12 | 24 | 16 | 28.4 | 26.6 | 50 | 26.06 | 53.96 | -2 | -3 | 10 | -3.3 | 12.2
8585 | 12 | 24 | 17 | 28.4 | 24.8 | 48.02 | 25.16 | 51.08 | -2 | -4 | 8.9 | -3.8 | 10.6
8586 | 12 | 24 | 18 | 24.8 | 23 | 48.02 | 24.98 | 46.94 | -4 | -5 | 8.9 | -3.9 | 8.3
8587 | 12 | 24 | 19 | 24.8 | 17.6 | 46.04 | 26.06 | 44.06 | -4 | -8 | 7.8 | -3.3 | 6.7
8588 | 12 | 24 | 20 | 30.2 | 17.6 | 44.96 | 24.98 | 46.04 | -1 | -8 | 7.2 | -3.9 | 7.8
8589 | 12 | 24 | 21 | 23 | 14 | 44.96 | 24.08 | 46.94 | -5 | -10 | 7.2 | -4.4 | 8.3
8590 | 12 | 24 | 22 | 21.2 | 12.2 | 44.96 | 19.04 | 42.08 | -6 | -11 | 7.2 | -7.2 | 5.6
8591 | 12 | 24 | 23 | 17.6 | 10.4 | 44.06 | 17.06 | 42.98 | -8 | -12 | 6.7 | -8.3 | 6.1
8592 | 12 | 24 | 24 | 21.2 | 9.86 | 42.08 | 15.08 | 42.98 | -6 | -12.3 | 5.6 | -9.4 | 6.1
8593 | 12 | 25 | 1 | 19.4 | 9.14 | 44.06 | 14 | 37.94 | -7 | -12.7 | 6.7 | -10 | 3.3
8594 | 12 | 25 | 2 | 19.4 | 8.6 | 44.06 | 12.92 | 39.92 | -7 | -13 | 6.7 | -10.6 | 4.4
8595 | 12 | 25 | 3 | 19.4 | 6.8 | 41 | 14 | 41 | -7 | -14 | 5 | -10 | 5
8596 | 12 | 25 | 4 | 17.6 | 6.8 | 41 | 14 | 39.02 | -8 | -14 | 5 | -10 | 3.9
8597 | 12 | 25 | 5 | 21.2 | 6.8 | 37.94 | 17.96 | 42.08 | -6 | -14 | 3.3 | -7.8 | 5.6
8598 | 12 | 25 | 6 | 23 | 6.8 | 39.02 | 19.04 | 41 | -5 | -14 | 3.9 | -7.2 | 5
8599 | 12 | 25 | 7 | 26.6 | 6.8 | 39.02 | 19.94 | 42.08 | -3 | -14 | 3.9 | -6.7 | 5.6
8600 | 12 | 25 | 8 | 28.4 | 8.6 | 37.94 | 21.02 | 37.04 | -2 | -13 | 3.3 | -6.1 | 2.8
8601 | 12 | 25 | 9 | 30.2 | 10.4 | 46.04 | 24.08 | 35.96 | -1 | -12 | 7.8 | -4.4 | 2.2
8602 | 12 | 25 | 10 | 30.2 | 17.6 | 50 | 28.04 | 37.94 | -1 | -8 | 10 | -2.2 | 3.3
8603 | 12 | 25 | 11 | 35.6 | 23 | 53.06 | 30.02 | 37.04 | 2 | -5 | 11.7 | -1.1 | 2.8
8604 | 12 | 25 | 12 | 36.14 | 30.2 | 55.04 | 33.08 | 37.94 | 2.3 | -1 | 12.8 | 0.6 | 3.3
8605 | 12 | 25 | 13 | 35.6 | 33.8 | 55.94 | 35.06 | 37.94 | 2 | 1 | 13.3 | 1.7 | 3.3
8606 | 12 | 25 | 14 | 41 | 35.6 | 57.02 | 37.94 | 41 | 5 | 2 | 13.9 | 3.3 | 5
8607 | 12 | 25 | 15 | 42.8 | 35.6 | 59 | 39.02 | 41 | 6 | 2 | 15 | 3.9 | 5
8608 | 12 | 25 | 16 | 42.8 | 33.8 | 57.02 | 39.02 | 39.92 | 6 | 1 | 13.9 | 3.9 | 4.4
8609 | 12 | 25 | 17 | 37.4 | 28.4 | 53.96 | 37.04 | 39.02 | 3 | -2 | 12.2 | 2.8 | 3.9
8610 | 12 | 25 | 18 | 35.6 | 21.2 | 51.98 | 37.04 | 35.96 | 2 | -6 | 11.1 | 2.8 | 2.2
8611 | 12 | 25 | 19 | 30.2 | 19.4 | 48.02 | 37.94 | 35.96 | -1 | -7 | 8.9 | 3.3 | 2.2
8612 | 12 | 25 | 20 | 28.4 | 15.8 | 48.92 | 37.94 | 33.08 | -2 | -9 | 9.4 | 3.3 | 0.6
8613 | 12 | 25 | 21 | 32 | 15.8 | 48.92 | 39.02 | 32 | 0 | -9 | 9.4 | 3.9 | 0
8614 | 12 | 25 | 22 | 33.8 | 10.4 | 48.92 | 37.94 | 30.02 | 1 | -12 | 9.4 | 3.3 | -1.1
8615 | 12 | 25 | 23 | 32 | 8.6 | 48.02 | 33.98 | 37.04 | 0 | -13 | 8.9 | 1.1 | 2.8
8616 | 12 | 25 | 24 | 30.2 | 6.8 | 46.04 | 33.08 | 35.96 | -1 | -14 | 7.8 | 0.6 | 2.2
8617 | 12 | 26 | 1 | 28.4 | 6.8 | 48.92 | 28.94 | 33.08 | -2 | -14 | 9.4 | -1.7 | 0.6
8618 | 12 | 26 | 2 | 32 | 6.8 | 46.94 | 28.04 | 33.08 | 0 | -14 | 8.3 | -2.2 | 0.6
8619 | 12 | 26 | 3 | 35.6 | 5 | 46.94 | 28.94 | 33.98 | 2 | -15 | 8.3 | -1.7 | 1.1
8620 | 12 | 26 | 4 | 32 | 5 | 42.08 | 28.04 | 33.08 | 0 | -15 | 5.6 | -2.2 | 0.6
8621 | 12 | 26 | 5 | 37.4 | 3.2 | 46.04 | 26.96 | 30.02 | 3 | -16 | 7.8 | -2.8 | -1.1
8622 | 12 | 26 | 6 | 44.6 | 5 | 44.96 | 26.96 | 30.92 | 7 | -15 | 7.2 | -2.8 | -0.6
8623 | 12 | 26 | 7 | 44.6 | 3.2 | 44.96 | 28.04 | 28.94 | 7 | -16 | 7.2 | -2.2 | -1.7
8624 | 12 | 26 | 8 | 42.8 | 3.2 | 42.08 | 28.04 | 28.04 | 6 | -16 | 5.6 | -2.2 | -2.2
8625 | 12 | 26 | 9 | 42.8 | 12.2 | 42.98 | 30.92 | 33.08 | 6 | -11 | 6.1 | -0.6 | 0.6
8626 | 12 | 26 | 10 | 46.4 | 19.4 | 44.96 | 35.06 | 35.96 | 8 | -7 | 7.2 | 1.7 | 2.2
8627 | 12 | 26 | 11 | 46.4 | 26.6 | 46.04 | 39.92 | 37.94 | 8 | -3 | 7.8 | 4.4 | 3.3
8628 | 12 | 26 | 12 | 44.6 | 30.2 | 48.92 | 46.94 | 41 | 7 | -1 | 9.4 | 8.3 | 5
8629 | 12 | 26 | 13 | 48.2 | 35.6 | 48.92 | 48.92 | 44.96 | 9 | 2 | 9.4 | 9.4 | 7.2
8630 | 12 | 26 | 14 | 50 | 37.4 | 48.92 | 51.98 | 46.94 | 10 | 3 | 9.4 | 11.1 | 8.3
8631 | 12 | 26 | 15 | 48.2 | 39.2 | 51.08 | 53.96 | 50 | 9 | 4 | 10.6 | 12.2 | 10
8632 | 12 | 26 | 16 | 50 | 39.2 | 51.08 | 51.98 | 48.92 | 10 | 4 | 10.6 | 11.1 | 9.4
8633 | 12 | 26 | 17 | 46.4 | 26.6 | 50 | 48.92 | 44.06 | 8 | -3 | 10 | 9.4 | 6.7
8634 | 12 | 26 | 18 | 42.8 | 21.2 | 48.92 | 48.02 | 41 | 6 | -6 | 9.4 | 8.9 | 5
8635 | 12 | 26 | 19 | 42.8 | 19.4 | 48.02 | 44.96 | 39.92 | 6 | -7 | 8.9 | 7.2 | 4.4
8636 | 12 | 26 | 20 | 41 | 12.2 | 48.02 | 44.96 | 39.02 | 5 | -11 | 8.9 | 7.2 | 3.9
8637 | 12 | 26 | 21 | 35.6 | 12.2 | 48.92 | 44.96 | 35.96 | 2 | -11 | 9.4 | 7.2 | 2.2
8638 | 12 | 26 | 22 | 35.6 | 10.4 | 48.92 | 39.02 | 35.96 | 2 | -12 | 9.4 | 3.9 | 2.2
8639 | 12 | 26 | 23 | 37.4 | 10.4 | 48.92 | 41 | 33.08 | 3 | -12 | 9.4 | 5 | 0.6
8640 | 12 | 26 | 24 | 35.6 | 8.6 | 48.92 | 41 | 30.02 | 2 | -13 | 9.4 | 5 | -1.1
8641 | 12 | 27 | 1 | 31.82 | 10.4 | 48.02 | 37.04 | 30.02 | -0.1 | -12 | 8.9 | 2.8 | -1.1
8642 | 12 | 27 | 2 | 28.4 | 8.6 | 48.92 | 33.08 | 24.98 | -2 | -13 | 9.4 | 0.6 | -3.9
8643 | 12 | 27 | 3 | 32 | 10.4 | 46.94 | 35.96 | 28.04 | 0 | -12 | 8.3 | 2.2 | -2.2
8644 | 12 | 27 | 4 | 30.2 | 12.2 | 46.94 | 37.04 | 28.04 | -1 | -11 | 8.3 | 2.8 | -2.2
8645 | 12 | 27 | 5 | 28.4 | 14 | 46.04 | 33.98 | 28.04 | -2 | -10 | 7.8 | 1.1 | -2.2
8646 | 12 | 27 | 6 | 33.8 | 15.8 | 46.04 | 35.96 | 24.98 | 1 | -9 | 7.8 | 2.2 | -3.9
8647 | 12 | 27 | 7 | 28.4 | 15.8 | 46.04 | 35.96 | 24.08 | -2 | -9 | 7.8 | 2.2 | -4.4
8648 | 12 | 27 | 8 | 33.8 | 15.8 | 46.94 | 35.96 | 26.96 | 1 | -9 | 8.3 | 2.2 | -2.8
8649 | 12 | 27 | 9 | 39.2 | 24.8 | 48.92 | 37.94 | 30.92 | 4 | -4 | 9.4 | 3.3 | -0.6
8650 | 12 | 27 | 10 | 35.6 | 35.6 | 50 | 44.96 | 35.06 | 2 | 2 | 10 | 7.2 | 1.7
8651 | 12 | 27 | 11 | 41 | 41 | 51.98 | 50 | 37.94 | 5 | 5 | 11.1 | 10 | 3.3
8652 | 12 | 27 | 12 | 41 | 46.4 | 53.96 | 53.06 | 41 | 5 | 8 | 12.2 | 11.7 | 5
8653 | 12 | 27 | 13 | 41 | 48.2 | 53.96 | 53.96 | 44.06 | 5 | 9 | 12.2 | 12.2 | 6.7
8654 | 12 | 27 | 14 | 41 | 48.2 | 55.04 | 53.06 | 46.94 | 5 | 9 | 12.8 | 11.7 | 8.3
8655 | 12 | 27 | 15 | 42.8 | 46.4 | 55.94 | 57.02 | 48.02 | 6 | 8 | 13.3 | 13.9 | 8.9
8656 | 12 | 27 | 16 | 39.2 | 46.4 | 55.04 | 55.04 | 48.02 | 4 | 8 | 12.8 | 12.8 | 8.9
8657 | 12 | 27 | 17 | 35.6 | 44.6 | 51.08 | 51.98 | 48.02 | 2 | 7 | 10.6 | 11.1 | 8.9
8658 | 12 | 27 | 18 | 32 | 39.92 | 48.02 | 50 | 44.96 | 0 | 4.4 | 8.9 | 10 | 7.2
8659 | 12 | 27 | 19 | 26.6 | 37.4 | 41 | 48.02 | 37.94 | -3 | 3 | 5 | 8.9 | 3.3
8660 | 12 | 27 | 20 | 28.4 | 37.4 | 41 | 48.02 | 35.06 | -2 | 3 | 5 | 8.9 | 1.7
8661 | 12 | 27 | 21 | 28.4 | 33.8 | 42.08 | 46.94 | 37.04 | -2 | 1 | 5.6 | 8.3 | 2.8
8662 | 12 | 27 | 22 | 30.2 | 30.2 | 37.94 | 48.02 | 32 | -1 | -1 | 3.3 | 8.9 | 0
8663 | 12 | 27 | 23 | 26.6 | 24.8 | 35.06 | 50 | 28.04 | -3 | -4 | 1.7 | 10 | -2.2
8664 | 12 | 27 | 24 | 30.2 | 24.8 | 35.96 | 48.92 | 28.94 | -1 | -4 | 2.2 | 9.4 | -1.7
8665 | 12 | 28 | 1 | 32 | 24.8 | 37.04 | 48.92 | 30.02 | 0 | -4 | 2.8 | 9.4 | -1.1
8666 | 12 | 28 | 2 | 32 | 24.8 | 33.98 | 48.02 | 30.02 | 0 | -4 | 1.1 | 8.9 | -1.1
8667 | 12 | 28 | 3 | 33.8 | 24.8 | 35.06 | 46.94 | 30.02 | 1 | -4 | 1.7 | 8.3 | -1.1
8668 | 12 | 28 | 4 | 37.4 | 24.8 | 35.06 | 48.02 | 30.92 | 3 | -4 | 1.7 | 8.9 | -0.6
8669 | 12 | 28 | 5 | 39.2 | 23 | 32 | 48.02 | 30.92 | 4 | -5 | 0 | 8.9 | -0.6
8670 | 12 | 28 | 6 | 41 | 24.8 | 32 | 42.08 | 26.96 | 5 | -4 | 0 | 5.6 | -2.8
8671 | 12 | 28 | 7 | 42.8 | 24.8 | 30.92 | 42.98 | 28.94 | 6 | -4 | -0.6 | 6.1 | -1.7
8672 | 12 | 28 | 8 | 44.6 | 24.8 | 33.08 | 41 | 30.02 | 7 | -4 | 0.6 | 5 | -1.1
8673 | 12 | 28 | 9 | 44.6 | 28.4 | 39.92 | 44.06 | 30.02 | 7 | -2 | 4.4 | 6.7 | -1.1
8674 | 12 | 28 | 10 | 44.6 | 32 | 42.08 | 51.08 | 35.06 | 7 | 0 | 5.6 | 10.6 | 1.7
8675 | 12 | 28 | 11 | 44.6 | 35.6 | 44.96 | 53.96 | 37.04 | 7 | 2 | 7.2 | 12.2 | 2.8
8676 | 12 | 28 | 12 | 46.4 | 37.4 | 48.02 | 57.02 | 39.02 | 8 | 3 | 8.9 | 13.9 | 3.9
8677 | 12 | 28 | 13 | 46.4 | 39.2 | 51.08 | 60.08 | 42.98 | 8 | 4 | 10.6 | 15.6 | 6.1
8678 | 12 | 28 | 14 | 48.2 | 42.8 | 51.98 | 60.98 | 46.04 | 9 | 6 | 11.1 | 16.1 | 7.8
8679 | 12 | 28 | 15 | 48.2 | 42.8 | 51.98 | 60.98 | 46.04 | 9 | 6 | 11.1 | 16.1 | 7.8
8680 | 12 | 28 | 16 | 46.4 | 39.2 | 50 | 60.08 | 44.06 | 8 | 4 | 10 | 15.6 | 6.7
8681 | 12 | 28 | 17 | 42.8 | 33.8 | 46.94 | 55.94 | 41 | 6 | 1 | 8.3 | 13.3 | 5
8682 | 12 | 28 | 18 | 42.8 | 30.2 | 42.98 | 50 | 39.92 | 6 | -1 | 6.1 | 10 | 4.4
8683 | 12 | 28 | 19 | 44.6 | 26.6 | 39.92 | 41 | 39.02 | 7 | -3 | 4.4 | 5 | 3.9
8684 | 12 | 28 | 20 | 44.6 | 26.6 | 39.92 | 39.02 | 39.92 | 7 | -3 | 4.4 | 3.9 | 4.4
8685 | 12 | 28 | 21 | 46.4 | 26.6 | 37.94 | 37.04 | 39.02 | 8 | -3 | 3.3 | 2.8 | 3.9
8686 | 12 | 28 | 22 | 44.6 | 24.8 | 39.02 | 41 | 37.94 | 7 | -4 | 3.9 | 5 | 3.3
8687 | 12 | 28 | 23 | 46.4 | 24.8 | 37.04 | 32 | 35.96 | 8 | -4 | 2.8 | 0 | 2.2
8688 | 12 | 28 | 24 | 44.6 | 24.8 | 35.96 | 30.92 | 35.96 | 7 | -4 | 2.2 | -0.6 | 2.2
8689 | 12 | 29 | 1 | 44.6 | 21.2 | 33.08 | 28.04 | 30.92 | 7 | -6 | 0.6 | -2.2 | -0.6
8690 | 12 | 29 | 2 | 41 | 24.8 | 35.06 | 30.02 | 32 | 5 | -4 | 1.7 | -1.1 | 0
8691 | 12 | 29 | 3 | 41 | 23 | 37.94 | 26.06 | 33.08 | 5 | -5 | 3.3 | -3.3 | 0.6
8692 | 12 | 29 | 4 | 41 | 23 | 39.92 | 26.06 | 33.08 | 5 | -5 | 4.4 | -3.3 | 0.6
8693 | 12 | 29 | 5 | 33.8 | 23 | 39.92 | 26.06 | 33.08 | 1 | -5 | 4.4 | -3.3 | 0.6
8694 | 12 | 29 | 6 | 33.8 | 23 | 37.94 | 24.98 | 32 | 1 | -5 | 3.3 | -3.9 | 0
8695 | 12 | 29 | 7 | 33.8 | 21.2 | 37.94 | 21.92 | 30.92 | 1 | -6 | 3.3 | -5.6 | -0.6
8696 | 12 | 29 | 8 | 33.8 | 23 | 39.02 | 24.08 | 30.92 | 1 | -5 | 3.9 | -4.4 | -0.6
8697 | 12 | 29 | 9 | 39.38 | 26.6 | 42.08 | 28.94 | 33.98 | 4.1 | -3 | 5.6 | -1.7 | 1.1
8698 | 12 | 29 | 10 | 44.6 | 26.6 | 42.98 | 35.06 | 37.04 | 7 | -3 | 6.1 | 1.7 | 2.8
8699 | 12 | 29 | 11 | 46.4 | 32 | 46.94 | 41 | 42.08 | 8 | 0 | 8.3 | 5 | 5.6
8700 | 12 | 29 | 12 | 48.2 | 37.4 | 48.02 | 46.04 | 46.04 | 9 | 3 | 8.9 | 7.8 | 7.8
8701 | 12 | 29 | 13 | 50 | 44.6 | 50 | 50 | 48.02 | 10 | 7 | 10 | 10 | 8.9
8702 | 12 | 29 | 14 | 50 | 57.2 | 50 | 53.06 | 51.08 | 10 | 14 | 10 | 11.7 | 10.6
8703 | 12 | 29 | 15 | 53.6 | 59 | 51.08 | 55.04 | 51.98 | 12 | 15 | 10.6 | 12.8 | 11.1
8704 | 12 | 29 | 16 | 53.6 | 57.2 | 50 | 55.94 | 53.06 | 12 | 14 | 10 | 13.3 | 11.7
8705 | 12 | 29 | 17 | 48.2 | 50 | 46.94 | 50 | 50 | 9 | 10 | 8.3 | 10 | 10
8706 | 12 | 29 | 18 | 46.4 | 39.2 | 44.06 | 39.92 | 46.04 | 8 | 4 | 6.7 | 4.4 | 7.8
8707 | 12 | 29 | 19 | 39.2 | 37.4 | 41 | 39.02 | 46.04 | 4 | 3 | 5 | 3.9 | 7.8
8708 | 12 | 29 | 20 | 35.6 | 33.8 | 39.02 | 39.92 | 35.06 | 2 | 1 | 3.9 | 4.4 | 1.7
8709 | 12 | 29 | 21 | 35.6 | 33.8 | 37.94 | 33.98 | 35.06 | 2 | 1 | 3.3 | 1.1 | 1.7
8710 | 12 | 29 | 22 | 35.6 | 37.4 | 35.06 | 33.08 | 35.96 | 2 | 3 | 1.7 | 0.6 | 2.2
8711 | 12 | 29 | 23 | 35.6 | 39.2 | 35.06 | 30.02 | 35.06 | 2 | 4 | 1.7 | -1.1 | 1.7
8712 | 12 | 29 | 24 | 37.4 | 39.2 | 33.98 | 28.94 | 37.94 | 3 | 4 | 1.1 | -1.7 | 3.3
8713 | 12 | 30 | 1 | 39.2 | 39.2 | 35.06 | 28.04 | 33.08 | 4 | 4 | 1.7 | -2.2 | 0.6
8714 | 12 | 30 | 2 | 41 | 39.2 | 33.08 | 26.96 | 28.04 | 5 | 4 | 0.6 | -2.8 | -2.2
8715 | 12 | 30 | 3 | 37.4 | 35.6 | 30.92 | 24.98 | 30.02 | 3 | 2 | -0.6 | -3.9 | -1.1
8716 | 12 | 30 | 4 | 42.8 | 37.4 | 30.02 | 26.06 | 30.92 | 6 | 3 | -1.1 | -3.3 | -0.6
8717 | 12 | 30 | 5 | 42.8 | 33.8 | 30.92 | 24.98 | 33.98 | 6 | 1 | -0.6 | -3.9 | 1.1
8718 | 12 | 30 | 6 | 41 | 24.8 | 30.02 | 26.06 | 28.94 | 5 | -4 | -1.1 | -3.3 | -1.7
8719 | 12 | 30 | 7 | 41 | 21.2 | 32 | 26.96 | 26.96 | 5 | -6 | 0 | -2.8 | -2.8
8720 | 12 | 30 | 8 | 48.2 | 28.4 | 32 | 26.96 | 30.02 | 9 | -2 | 0 | -2.8 | -1.1
8721 | 12 | 30 | 9 | 50 | 33.8 | 37.94 | 28.94 | 33.08 | 10 | 1 | 3.3 | -1.7 | 0.6
8722 | 12 | 30 | 10 | 53.6 | 37.76 | 44.06 | 32 | 39.02 | 12 | 3.2 | 6.7 | 0 | 3.9
8723 | 12 | 30 | 11 | 55.4 | 41 | 44.96 | 35.96 | 44.06 | 13 | 5 | 7.2 | 2.2 | 6.7
8724 | 12 | 30 | 12 | 57.2 | 42.8 | 46.04 | 37.04 | 46.94 | 14 | 6 | 7.8 | 2.8 | 8.3
8725 | 12 | 30 | 13 | 57.2 | 44.6 | 46.94 | 41 | 48.92 | 14 | 7 | 8.3 | 5 | 9.4
8726 | 12 | 30 | 14 | 53.6 | 46.4 | 48.02 | 44.96 | 51.08 | 12 | 8 | 8.9 | 7.2 | 10.6
8727 | 12 | 30 | 15 | 44.6 | 46.4 | 48.92 | 46.94 | 51.98 | 7 | 8 | 9.4 | 8.3 | 11.1
8728 | 12 | 30 | 16 | 41 | 44.6 | 48.02 | 46.04 | 51.98 | 5 | 7 | 8.9 | 7.8 | 11.1
8729 | 12 | 30 | 17 | 37.4 | 35.6 | 46.94 | 44.96 | 48.92 | 3 | 2 | 8.3 | 7.2 | 9.4
8730 | 12 | 30 | 18 | 33.8 | 33.8 | 44.96 | 42.08 | 39.92 | 1 | 1 | 7.2 | 5.6 | 4.4
8731 | 12 | 30 | 19 | 33.8 | 24.8 | 42.08 | 39.92 | 39.92 | 1 | -4 | 5.6 | 4.4 | 4.4
8732 | 12 | 30 | 20 | 33.8 | 21.2 | 39.92 | 39.92 | 39.92 | 1 | -6 | 4.4 | 4.4 | 4.4
8733 | 12 | 30 | 21 | 30.2 | 18.32 | 37.94 | 39.02 | 35.96 | -1 | -7.6 | 3.3 | 3.9 | 2.2
8734 | 12 | 30 | 22 | 33.8 | 15.8 | 37.04 | 35.96 | 33.08 | 1 | -9 | 2.8 | 2.2 | 0.6
8735 | 12 | 30 | 23 | 33.8 | 17.6 | 37.04 | 37.04 | 33.08 | 1 | -8 | 2.8 | 2.8 | 0.6
8736 | 12 | 30 | 24 | 32 | 14 | 37.94 | 37.04 | 33.98 | 0 | -10 | 3.3 | 2.8 | 1.1
8737 | 12 | 31 | 1 | 33.8 | 14 | 37.04 | 35.06 | 28.94 | 1 | -10 | 2.8 | 1.7 | -1.7
8738 | 12 | 31 | 2 | 32 | 12.2 | 35.96 | 46.94 | 32 | 0 | -11 | 2.2 | 8.3 | 0
8739 | 12 | 31 | 3 | 30.2 | 14 | 37.04 | 46.94 | 28.94 | -1 | -10 | 2.8 | 8.3 | -1.7
8740 | 12 | 31 | 4 | 32 | 14 | 35.96 | 48.02 | 30.92 | 0 | -10 | 2.2 | 8.9 | -0.6
8741 | 12 | 31 | 5 | 30.2 | 15.8 | 35.06 | 46.94 | 30.02 | -1 | -9 | 1.7 | 8.3 | -1.1
8742 | 12 | 31 | 6 | 28.4 | 19.4 | 35.96 | 42.08 | 28.04 | -2 | -7 | 2.2 | 5.6 | -2.2
8743 | 12 | 31 | 7 | 26.6 | 17.6 | 35.96 | 39.92 | 28.04 | -3 | -8 | 2.2 | 4.4 | -2.2
8744 | 12 | 31 | 8 | 28.4 | 17.6 | 37.04 | 39.92 | 26.96 | -2 | -8 | 2.8 | 4.4 | -2.8
8745 | 12 | 31 | 9 | 30.2 | 21.2 | 42.08 | 44.96 | 30.92 | -1 | -6 | 5.6 | 7.2 | -0.6
8746 | 12 | 31 | 10 | 33.8 | 28.4 | 44.96 | 46.94 | 33.98 | 1 | -2 | 7.2 | 8.3 | 1.1
8747 | 12 | 31 | 11 | 33.8 | 30.2 | 48.02 | 48.02 | 37.94 | 1 | -1 | 8.9 | 8.9 | 3.3
8748 | 12 | 31 | 12 | 33.8 | 35.6 | 48.92 | 50 | 42.98 | 1 | 2 | 9.4 | 10 | 6.1
8749 | 12 | 31 | 13 | 33.8 | 37.4 | 51.08 | 50 | 46.94 | 1 | 3 | 10.6 | 10 | 8.3
8750 | 12 | 31 | 14 | 35.6 | 41 | 51.08 | 50 | 50 | 2 | 5 | 10.6 | 10 | 10
8751 | 12 | 31 | 15 | 35.6 | 46.4 | 51.98 | 46.94 | 51.98 | 2 | 8 | 11.1 | 8.3 | 11.1
8752 | 12 | 31 | 16 | 35.6 | 44.6 | 51.98 | 44.96 | 50 | 2 | 7 | 11.1 | 7.2 | 10
8753 | 12 | 31 | 17 | 33.8 | 37.4 | 50 | 42.08 | 48.02 | 1 | 3 | 10 | 5.6 | 8.9
8754 | 12 | 31 | 18 | 33.8 | 30.2 | 48.92 | 39.92 | 46.94 | 1 | -1 | 9.4 | 4.4 | 8.3
8755 | 12 | 31 | 19 | 32 | 35.6 | 48.02 | 35.96 | 42.98 | 0 | 2 | 8.9 | 2.2 | 6.1
8756 | 12 | 31 | 20 | 32 | 33.8 | 44.96 | 35.06 | 41 | 0 | 1 | 7.2 | 1.7 | 5
8757 | 12 | 31 | 21 | 32 | 33.8 | 42.98 | 30.92 | 42.08 | 0 | 1 | 6.1 | -0.6 | 5.6
8758 | 12 | 31 | 22 | 32 | 39.2 | 41 | 30.02 | 42.98 | 0 | 4 | 5 | -1.1 | 6.1
8759 | 12 | 31 | 23 | 32 | 35.6 | 39.92 | 28.94 | 41 | 0 | 2 | 4.4 | -1.7 | 5
8760 | 12 | 31 | 24 | 32 | 33.8 | 37.94 | 26.06 | 42.08 | 0 | 1 | 3.3 | -3.3 | 5.6